## SQL
select tg.descript "Task Group",
wtc.descript "Task Description",
tt.descript "Task Type",
wtc.task_code "Task Code",
tcc.descript "Cause Description",
cm.cause_code "Cause Code",
cc.descript "Component",
ci.descript "Issue",
cr.descript "Reason"
from work_task_codes wtc,
task_grouping tg,
task_causes tc,
task_cause_codes tcc,
cause_component cc,
cause_issue ci,
cause_reason cr,
cause_mapping cm,
task_types tt
where tg.group_code = wtc.group_code(+)
and wtc.task_code = tc.task_code(+)
and tc.cause_code = tcc.cause_code(+)
and tc.cause_code = cm.cause_code(+)
and wtc.task_type = tt.code_type(+)
and cm.cause_component = cc.cause_component(+)
and cm.cause_issue = ci.cause_issue(+)
and cm.cause_reason = cr.cause_reason(+)
and tg.descript not like 'Gas%'
order by tg.descript, wtc.descript, tcc.descript;

## Summary
Row Labels
ABS
ABS down rod
ABS flicker blades
ABS Insulator
ABS main contacts
ABS operating handle
Anti-climbing guard
Asset
Asset access
Asset data
Asset inspection
Asset photo
Attachment hardware (bolts/brackets)
Bridge / drain
Bund / trench
Cable
Cable (CONSAC)
Cable (paper insulated)
Cable (XLPE/PVC)
Cable guard
Cable joint (cold applied)
Cable joint (CONSAC transition to XLPE)
Cable joint (CONSAC)
Cable joint (heat shrink)
Cable joint (paper lead heat shrink)
Cable joint (paper lead resin filled)
Cable joint (paper lead transition to XLPE)
Cable joint (resin filled)
Cable support
Cable termination (cold applied)
Cable termination (compound filled)
Cable termination (heat shrink)
Cable termination (HV cast pothead)
Cable termination (LV cast pothead)
Cable termination (subtransmission)
Cable termination insulator (porcelain)
Cable termination insulator (soft polymer)
Catenary
Cockys beak latch
Comms conduit
Conductor
Conductor (AAC/AAAC)
Conductor (ACSR)
Conductor (bare LV)
Conductor (CCT)
Conductor (covered LV)
Conductor (facade mounted LV)
Conductor (HDCu)
Conductor (HV ABC)
Conductor (HV)
Conductor (LV ABC)
Conductor (OH LV service)
Conductor (SCGZ/SCAC)
Conductor (SDI)
Conductor armour grip suspension (bare cond)
Conductor armour rods (AAC/AAAC/ACSR)
Conductor armour rods (HDCU)
Conductor armour rods (SCAC)
Conductor armour rods (SCGZ)
Conductor bird diverter
Conductor spreader
Conductor suspension clamp (bare cond)
Conductor suspension clamp (CCT)
Conductor suspension clamp (HV ABC)
Conductor suspension clamp (LV ABC)
Conductor temporary markers
Conductor termination (bare cond.)
Conductor termination (CCT)
Conductor termination (HV ABC)
Conductor termination (LV ABC)
Conductor tie (hand AAC/AAAC)
Conductor tie (hand ACSR/SCAC)
Conductor tie (hand HDCu)
Conductor tie (hand SCGZ)
Conductor tie (preformed AAC/AAAC)
Conductor tie (preformed ACSR/SCAC)
Conductor tie (preformed HDCu)
Conductor tie (preformed SCGZ)
Conductor Ties
Conductor tiger tails
Conductor vibration dampers
Conductor warning sphere (aircraft / watercraft)
Conduit
Connection (ampact/wedge)
Connection (insulation piercing)
Connection (live line clamp)
Connection (live line loop)
Connection (parallel groove)
Connection (terminal palm)
Connection (U bolt)
Connection palm (Al to Al)
Connection palm (Al to Cu)
Connection palm (Cu to Cu)
Crossarm
Crossarm (fibreglass)
Crossarm (steel)
Crossarm (timber laminated)
Crossarm (timber PEC)
Crossarm (timber)
Crossarm fittings
Cubicle
Cubicle door
Disused asset
Disused hardware
Earth
Earth conductor insulation
Earth Fault Indicator
Earth grid
Earth mat
Earth riser bracket
Earth striker pin
Earth wire downlead / fittings
Earthing / neutral bar
Earthing equipotential bond
Earthing installation
Earthing installation (HV)
Earthing installation (LV)
Easement
Epoxy moulding
Feeder fault indicator
Feeder voltage indicator
Fence
Fence earth grid connection
Fence equipotential bond
Fire suppression system
Flying angle bracket (clearance hanger)
Fuse
Fuse interlock
Fuse status indicator
Gate
Ground anchor
HV fuse
HV fuse / link
HV fuse / link base
HV fuse / link insulators
HV fuse / link main contacts
HV fuse / link termination
HV fuse carrier
HV fuse earthing stirrup
HV lightning arrestor
HV link flicker blades
HV transformer CB
HV transformer fuse assembly
Insulator
Insulator (disc)
Insulator (long rod)
Insulator (pin)
Insulator (post)
Insulator (shackle)
Insulator (stand-off)
Line fault indicator
Link assembly
Link cap
Link contacts
Load break switch
Load break switch battery
Load break switch bushing
Load break switch comms
Load break switch control cabinet
Load Break Switch fauna shrouds
Load break switch main contacts
Load break switch mounting
Load break switch oil
Load break switch operating mechanism
Load break switch trip mechanism
Load break switch umbilical lead
Load break switch vacuum interrupter
Load break switch VT
Load control relay (FI)
Lock
LV bond
LV fuse / link
LV fuse / link conductor terminations
LV service clamp (mains)
LV service clamp (POA)
LV service connection (mains)
LV service connection (POA)
LV service fuse (barge board)
LV service fuse (meter box)
LV service fuse (pole mounted)
LV Service J hook
LV spreader
LV switchgear panel
LV tappet link
Max Demand Indicator
Meter box
Meter box conduit / cabling
Mimic diagram
Network Asset
Non conductive fibre cable
Non conductive fibre cable support
Non conductive fibre enclosure
Non network asset
Operating handle equipotential bond
Operational Equipment
OPGW fibre
Pillar
Pillar base
Pillar busbar
Pillar cover
Pillar electrical connection
Pillar internal frame
Pillar lock / securing bolts
Pillar phase identification
Pillar termination block
Pit
Pit air lock cover (bell)
Pit body (concrete)
Pit body (fibrous cement)
Pit body (masonry)
Pit body (polycrete)
Pit body (polymer)
Pit electrical connection
Pit internal ladder
Pit lid
Pit lid (concrete)
Pit lid (fibrous cement)
Pit lid (metallic)
Pit lid (plastic)
Pit lid (polycrete)
Pit lid liner
Pit lid support bar
Pole
Pole (concrete)
Pole (steel reticulation)
Pole (timber)
Pole band (two piece)
Pole cap
Pole earth wire batten
Pole fauna guard
Pole foundation
Pole groundline
Pole inspection
Pole reinforcement
Pole steps
Pole top
Private asset
Private conductor
Private conduit
Private crossarm
Private earth
Private fuse / CB
Private insulator
Private pillar
Private pit
Private pole
Private service connection point
Private service mains
Private stay
Private switchboard
Recloser
Recloser battery
Recloser bushing
Recloser comms
Recloser control cabinet
Recloser fauna shrouds
Recloser gas
Recloser main contacts
Recloser mounting
Recloser oil
Recloser operating mechanism
Recloser trip mechanism
Recloser umbilical lead
Recloser vacuum interrupter
Recloser VT
Regulator
Regulator breather
Regulator bushing
Regulator control cabinet
Regulator control wiring
Regulator fauna shrouds
Regulator HV droppers / connections
Regulator mounting
Risk site
Road / track
SF6 tank
Shroud / phase covers
Side walk strut
Sign
Sign (aircraft yellow warning disc)
Sign (asset label)
Sign (nav waters warning)
Sign (operational ID)
Sign (other)
Sign (safety/warning)
Sign (trackable equipment no.)
Stay
Stay / guy
Stay barrier
Stay insulator
Stay wire
Stay wire batten
Stay wire thimble
Steel tower
Steel tower anti climbing barrier
Steel tower climbing bolts
Steel tower footing
Steel tower grillage footing
Steel tower structural members
Street light circuit cabinet
Street light circuit contactor
Street light circuit FI Relay
Street light circuit fuse assembly
Street light circuit PE cell
Street light circuit time clock
Street light column
Street light column (pot belly)
Street light column (steel)
Street light column (triangular)
Street light control point
Street light control wire
Street light cover
Street light diffuser
Street light fuse
Street light glare shield
Street light globe
Street light globe and PE cell
Street light lampholder
Street light luminaire
Street light night watch luminaire
Street light outreach bracket
Street light remote gear cabinet
Street light vandal guard
Street light wiring
Substation
Substation (padmount)
Substation (pole mounted)
Substation bollards
Substation building
Substation door
Substation emergency / exit lighting
Substation fans
Substation fence
Substation HV leads / connections
Substation lighting
Substation LV leads / connections
Substation plinth / culvert
Substation roof
Substation safety barriers
Substation ventilation panel
Substation window
Switchboard (private pole)
Switchgear
Switchgear bushing
Switchgear cable compartment
Switchgear frame
Switchgear HV transformer fuse
Switchgear interlock mechanism
Switchgear oil
Switchgear oil tank
Switchgear operating handle
Switchgear operating mechanism
Switchgear status panel
Telecommunications asset
Transformer
Transformer breather
Transformer fauna shrouds
Transformer HV bushing
Transformer LV bushing
Transformer mounting
Transformer off load tap changer
UGOH fauna shrouds
zOther
(blank)
Grand Total

## Pivot
Column Labels
Row Labels | (blank) | Grand Total
OH Conductors
Conductor - design assessment reqd
Conductor - Design/Survey Required
Conductor - install
Conductor - Install Bird Diverters
Conductor - Install Bridging Pin
Conductor - Install Covered Dropper
Conductor - Install Live Line Loop
Conductor - Install LV Spreader
Conductor - Install Sleeves
Conductor - Install Splice
Conductor - Install Vibration Dampers
Conductor - Low Span Investigation
Conductor - Maintenance Required
Conductor - Mid Span Service / Spreader - Repair
Conductor - Programmed Spreaders Fire Prone Areas
Conductor - relocate
Conductor - Remake Bridging
Conductor - remove
Conductor - Remove Foreign Object
Conductor - remove foreign objects
Conductor - repair
Conductor - replace
Conductor - Replace Armor Rods
Conductor - Replace Bridging
Conductor - Replace Connection
Conductor - Replace Deadends
Conductor - Replace Sleeves
Conductor - Replace Splice
Conductor - Replace Vibration Dampers
Conductor - retension
Conductor - Re-Tension
Conductor - upgrade
Conductor - Vibration Dampers Required
Conductor bridging - replace
Conductor fittings - install
Conductor fittings - remove
Conductor fittings - replace
OH Line Marker - Remove
Redundant - Conductor - retension
Redundant - Conductor armour rods - install
Redundant - Conductor vibration dampers - install
Grand Total

## TaskCode to CIR
WASP Codes | [9 empty] | Component | Issue | Reason
Task Group | Task Description | Task Type | Task Code | Cause Description | Cause Code | Component | Issue | Reason | Asset Class Strategy | Component Key | Issue ACS | Reason ACS | Variant | Material | Instance | Maintenance Activity | T1 | Comment
Zone Sub | 01 Sub Inspection, supervised, DC mon <=66kV | ZS Substation Preventative | 01C | [11 empty] | 0 |  | 01C | #N/A
Zone Sub | 01 Substation Inspection: non-supervised <=66kV | ZS Substation Preventative | 01B | [11 empty] | 0 |  | 01B | #N/A
Zone Sub | 01 Substation Inspection: supervised <=66kV | ZS Substation Preventative | 01A | [11 empty] | 0 |  | 01A | #N/A
Zone Sub | 02 Sub Inspection: supervised, DC mon >=110KV | ZS Substation Preventative | 02C | [11 empty] | 0 |  | 02C | #N/A
Zone Sub | 02 Substation Inspection: non-supervised >=110kV | ZS Substation Preventative | 02B | [11 empty] | 0 |  | 02B | #N/A
Zone Sub | 02 Substation Inspection: supervised >=110kV | ZS Substation Preventative | 02A | [11 empty] | 0 |  | 02A | #N/A
Zone Sub | 03 - SC - Thermographic Survey | ZS Substation Corrective | 03C | [11 empty] | 0 |  | 03C | #N/A
Zone Sub | 03 Thermographic Survey | ZS Substation Preventative | 3 | [11 empty] | 0 |  | 3 | #N/A
Zone Sub | 04 - SC - Oil Samp PTX\RTX Annual DGA & Moist Only | ZS Substation Corrective | 04G1 | [5 empty] | ZS Transformers | [Transformer] | {further investigation required} | (any reason) |  |  | 0
Zone Sub | 04 - SC - Oil Sampling - Circuit Breakers | ZS Substation Corrective | 04I | [11 empty] | 0 |  | 04I | #N/A
Zone Sub | 04 - SC - Oil Sampling - Instrument TX | ZS Substation Corrective | 04H | [11 empty] | 0 |  | 04H | #N/A
Zone Sub | 04 - SC - Oil Sampling - Power\Reg Transformers | ZS Substation Corrective | 04G2 | [5 empty] | ZS Transformers | [Transformer] | {further investigation required} | (any reason) |  |  | 0 | inspect | 04G2 | 1
Zone Sub | 04 - SC - Oil Sampling - Tap Changers | ZS Substation Corrective | 04J | [5 empty] | ZS Transformers | [Tapchanger] | {further investigation required} | (any reason) |  |  | 0 | inspect | 04J | 1
Zone Sub | 04 - SC - Oil Sampling Single Phase Regulators | ZS Substation Corrective | 04RC | [11 empty] | 0 |  | 04RC | #N/A
Zone Sub | 04 - SC - PCB Sampling Auxiliary Transformers | ZS Substation Corrective | 04PA | [11 empty] | 0 |  | 04PA | #N/A
Zone Sub | 04 - SC - PCB Sampling Capacitor Bank | ZS Substation Corrective | 04PB | [11 empty] | 0 |  | 04PB | #N/A
RCM - Zone Substations | Main contacts repair / replace. | ZS Substation Corrective | Y02B | Arcing contacts burnt - fault operations. | X007 |  |  |  | Circuit breakers | [Circuit breaker - Primary Contacts] | {damaged} | (operations) |  |  | 1 |  | Y02BX007 | CB011901
Zone Sub | 04 - SC - PCB Sampling Instrument Transformer | ZS Substation Corrective | 04PD | [11 empty] | 0 |  | 04PD | #N/A
Zone Sub | 04 - SC - PCB Sampling Other Equipment | ZS Substation Corrective | 04PE | [11 empty] | 0 |  | 04PE | #N/A
Zone Sub | 04 - SC - PCB Sampling Power Transformer | ZS Substation Corrective | 04PF | [5 empty] | ZS Transformers | [Transformer] | {further investigation required} | (any reason) |  |  | 0 | inspect | 04PF | 1
Zone Sub | 04 - SC - PCB Sampling Regulator (Single Phase) | ZS Substation Corrective | 04PG | [11 empty] | 0 |  | 04PG | #N/A
Zone Sub | 04 - SC - PCB Sampling Tap Changer | ZS Substation Corrective | 04PH | [5 empty] | ZS Transformers | [Tapchanger] | {further investigation required} | (any reason) |  |  | 0 | inspect | 04PH | 1
Zone Sub | 04 - SC - SF6 Gas Sampling (Full Lab Analysis) | ZS Substation Corrective | 04S2 | [11 empty] | 0 |  | 04S2 | #N/A
Zone Sub | 04 - SC - SF6 Gas Sampling (In House) | ZS Substation Corrective | 04S1 | [11 empty] | 0 |  | 04S1 | #N/A
Zone Sub | 04 Oil Sampling - Circuit Breakers | ZS Substation Preventative | 04C | [5 empty] | Circuit breakers | [5 empty] | 0
Zone Sub | 04 Oil Sampling - Instrument TX | ZS Substation Preventative | 04B | [11 empty] | 0 |  | 04B | #N/A
Zone Sub | 04 Oil Sampling - Power\Regulating Transformers | ZS Substation Preventative | 04A2 | [5 empty] | ZS Transformers | [Transformer] |  |  |  |  | 0 | inspect | 04A2 | 1
Zone Sub | 04 Oil Sampling - Single Phase Regulators | ZS Substation Preventative | 04R | [11 empty] | 0 |  | 04R | #N/A
Zone Sub | 04 Oil Sampling - Tap Changers | ZS Substation Preventative | 04D | [5 empty] | ZS Transformers | [Tapchanger] |  |  |  |  | 0 | inspect | 04D | 1
Zone Sub | 04 Oil Sampling PTX\RTX Annual DGA & Moisture Only | ZS Substation Preventative | 04A1 | [5 empty] | ZS Transformers | [Transformer] |  |  |  |  | 0
Zone Sub | 05 - SC - Power and Regulating Tx Minor Maint. | ZS Substation Corrective | 05C | [5 empty] | ZS Transformers | [Transformer] | {further investigation required} | (any reason) |  |  | 0 | inspect | 05C | 1
Zone Sub | 05 Power and Regulating Transformer Minor Maint. | ZS Substation Preventative | 5 | [5 empty] | ZS Transformers | [Transformer] |  |  |  |  | 0 | inspect | 5 | 1
Zone Sub | 06 - SC - Power and Regulating Tx Major Maint. | ZS Substation Corrective | 06C | [5 empty] | ZS Transformers | [Transformer] | {further investigation required} | (any reason) |  |  | 0 | inspect | 06C | 1
Zone Sub | 06 Power and Regulating Transformer Major Maint. | ZS Substation Preventative | 6 | [5 empty] | ZS Transformers | [Transformer] |  |  |  |  | 0 | inspect | 6 | 1
Zone Sub | 07 - SC - Auxiliary Transformer Data Audit | ZS Substation Corrective | 07A | [11 empty] | 0 |  | 07A | #N/A
Zone Sub | 07 - SC - Auxiliary Transformer Maintenance | ZS Substation Corrective | 07C | [11 empty] | 0 |  | 07C | #N/A
Zone Sub | 07 Auxiliary Transformer Maintenance | ZS Substation Preventative | 7 | [11 empty] | 0 |  | 7 | #N/A
Zone Sub | 08 - SC - Tap Changer Operational Inspection | ZS Substation Corrective | 08C | [5 empty] | ZS Transformers | [Tapchanger] | {further investigation required} | (any reason) |  |  | 0 | inspect | 08C | 1
Zone Sub | 08 Tap Changer Operational Inspection | ZS Substation Preventative | 8 | [5 empty] | ZS Transformers | [Tapchanger] |  |  |  |  | 0 | inspect | 8 | 1
Zone Sub | 08R Single Phase Regulator Operational Inspection | ZS Substation Preventative | 08R | [11 empty] | 0 |  | 08R | #N/A
Zone Sub | 09 - SC - Tap Changer Minor Maintenance | ZS Substation Corrective | 09C | [5 empty] | ZS Transformers | [Tapchanger] | {further investigation required} | (any reason) |  |  | 0 | inspect | 09C | 1
Zone Sub | 09 Tap Changer Minor Maintenance | ZS Substation Preventative | 9 | [5 empty] | ZS Transformers | [Tapchanger] |  |  |  |  | 0 | inspect | 9 | 1
Zone Sub | 09R - SC- Single Phase Regulator Minor Maintenance | ZS Substation Corrective | 09RC | [11 empty] | 0 |  | 09RC | #N/A
Zone Sub | 09R Single Phase Regulator Minor Maintenance | ZS Substation Preventative | 09R | [11 empty] | 0 |  | 09R | #N/A
Zone Sub | 10 - SC - Tap Changer Major Maintenance | ZS Substation Corrective | 10C | [5 empty] | ZS Transformers | [Tapchanger] | {further investigation required} | (any reason) |  |  | 0 | inspect | 10C | 1
Zone Sub | 10 Tap Changer Major Maintenance | ZS Substation Preventative | 10 | [5 empty] | ZS Transformers | [Tapchanger] |  |  |  |  | 0 | inspect | 10 | 1
RCM - Zone Substations | Main contacts repair / replace. | ZS Substation Corrective | Y02B | Arcing contacts burnt - normal operation. | X008 |  |  |  | Circuit breakers | [Circuit breaker - Primary Contacts] | {damaged} | (operations) |  |  | 1 |  | Y02BX008 | CB011901
Zone Sub | 11 Circuit Breaker Operational Check | ZS Substation Preventative | 11 | [5 empty] | Circuit breakers | [5 empty] | 0
RCM - Zone Substations | Aux contacts (pallets) clean / repair / replace. | ZS Substation Corrective | Y002 | Aux contactors open circuit / high resistance - dirty contacts. | X009 |  |  |  | Circuit breakers | [Circuit breaker - Mechanism] | {high resistance} | (build up of material) |  |  | 1 |  | Y002X009 | CB054501
RCM - Zone Substations | Wiring (connections) repair/tighten. | ZS Substation Corrective | Y06R | Aux contactors open circuit / high resistance - loose wiring connections. | X00A |  |  |  | Circuit breakers | [Circuit breaker - Mechanism] | {loose} | (any reason) |  |  | 1 |  | Y06RX00A | CB054501
RCM - Zone Substations | Aux contacts (pallets) clean / repair / replace. | ZS Substation Corrective | Y002 | Aux contacts incorrect operation - loose auxiliary switch drive linkage. | X00B |  |  |  | Circuit breakers | [Circuit breaker - Mechanism] | {loose} | (any reason) |  |  | 1 |  | Y002X00B | CB042602
RCM - Zone Substations | Aux contacts (pallets) clean / repair / replace. | ZS Substation Corrective | Y002 | Aux contacts open circuit - broken CB closed contacts limit switch. | X00C |  |  |  | Circuit breakers | [Circuit breaker - Mechanism] | {broken} | (any reason) |  |  | 1 |  | Y002X00C | CB020702
RCM - Zone Substations | Aux contacts (pallets) clean / repair / replace. | ZS Substation Corrective | Y002 | Aux contacts open circuit - corrosion/high resistance. | X00D |  |  |  | Circuit breakers | [Circuit breaker - Mechanism] | {high resistance} | (corrosion) |  |  | 1 |  | Y002X00D | CB030103
RCM - Zone Substations | Aux contacts (pallets) clean / repair / replace. | ZS Substation Corrective | Y002 | Aux contacts open circuit - high resistance / dirty contacts. | X00E |  |  |  | Circuit breakers | [Circuit breaker - Mechanism] | {high resistance} | (build up of material) |  |  | 1 |  | Y002X00E | CB020702
RCM - Zone Substations | Interlocking mechanism adjust / repair / replace. | ZS Substation Corrective | Y07H | Aux contacts open circuit - wear/corroded interlocking lever. | X00F |  |  |  | Circuit breakers | [Circuit breaker - Primary Contacts] | {damaged} | (any reason) |  |  | 1 |  | Y07HX00F | CB043501
RCM - Zone Substations | Aux contacts (pallets) clean / repair / replace. | ZS Substation Corrective | Y002 | Aux contacts open circuit / high resistance - damaged. | X00G |  |  |  | Circuit breakers | [Circuit breaker - Mechanism] | {high resistance} | (any reason) |  |  | 1 |  | Y002X00G | CB042601
RCM - Zone Substations | Aux contacts (pallets) clean / repair / replace. | ZS Substation Corrective | Y002 | Aux contacts open circuit / high resistance - dirty contacts. | X00H |  |  |  | Circuit breakers | [Circuit breaker - Mechanism] | {high resistance} | (build up of material) |  |  | 1 |  | Y002X00H | CB020703
Zone Sub | 12 - SC - Recloser Minor Maintenance | ZS Substation Corrective | 12RC | [11 empty] | 0 |  | 12RC | #N/A
Zone Sub | 12 Circuit Breaker Minor Maint - Bulk Oil | ZS Substation Preventative | 12BO | [5 empty] | Circuit breakers | [5 empty] | 0
Zone Sub | 12 Circuit Breaker Minor Maint - SF6 - Category A | ZS Substation Preventative | 12FA | [5 empty] | Circuit breakers | [5 empty] | 0
Zone Sub | 12 Circuit Breaker Minor Maint - SF6 - Category B | ZS Substation Preventative | 12FB | [5 empty] | Circuit breakers | [5 empty] | 0
Zone Sub | 12 Circuit Breaker Minor Maint - SF6 - Category C | ZS Substation Preventative | 12FC | [5 empty] | Circuit breakers | [5 empty] | 0
Zone Sub | 12 Circuit Breaker Minor Maint - Small Oil | ZS Substation Preventative | 12SO | [5 empty] | Circuit breakers | [5 empty] | 0
Zone Sub | 12 Circuit Breaker Minor Maint - Vacuum | ZS Substation Preventative | 12VA | [5 empty] | Circuit breakers | [5 empty] | 0
Zone Sub | 12 Circuit Breaker Minor Maintenance - <66kV | ZS Substation Preventative | 12C | [5 empty] | Circuit breakers | [5 empty] | 0
Zone Sub | 12 Circuit Breaker Minor Maintenance - >66kV | ZS Substation Preventative | 12A | [5 empty] | Circuit breakers | [5 empty] | 0
Zone Sub | 12 Circuit Breaker Minor Maintenance - 66kV | ZS Substation Preventative | 12B | [5 empty] | Circuit breakers | [5 empty] | 0
Zone Sub | 12 Recloser Minor Maintenance | ZS Substation Preventative | 12R | [11 empty] | 0 |  | 12R | #N/A
RCM - Zone Substations | Aux contacts (pallets) clean / repair / replace. | ZS Substation Corrective | Y002 | Aux contacts open circuit / high resistance - loose pallet linkage. | X0XY |  |  |  | Circuit breakers | [Circuit breaker - Mechanism] | {high resistance} | (any reason) |  |  | 1 |  | Y002X0XY | CB030102
RCM - Zone Substations | Wiring (connections) repair/tighten. | ZS Substation Corrective | Y06R | Aux contacts open circuit / high resistance - loose wiring connections. | X00J |  |  |  | Circuit breakers | [Circuit breaker - Mechanism] | {loose} | (any reason) |  |  | 1 |  | Y06RX00J | CB020703
RCM - Zone Substations | Aux contacts (pallets) clean / repair / replace. | ZS Substation Corrective | Y002 | Aux contacts open circuit / high resistance - twisting of pallet assembly. | X00K |  |  |  | Circuit breakers | [Circuit breaker - Mechanism] | {high resistance} | (any reason) |  |  | 1 |  | Y002X00K | CB030101
RCM - Zone Substations | Aux contacts (pallets) clean / repair / replace. | ZS Substation Corrective | Y002 | Aux isolating contacts high resistance - operational surface contamination . | X00L |  |  |  | Circuit breakers | [Circuit breaker - Mechanism] | {high resistance} | (build up of material) |  |  | 1 |  | Y002X00L | CB014001
RCM - Zone Substations | Aux contacts (pallets) clean / repair / replace. | ZS Substation Corrective | Y002 | Aux isolating contacts high resistance - weak spring pressure. | X00M |  |  |  | Circuit breakers | [Circuit breaker - Mechanism] | {high resistance} | (any reason) |  |  | 1 |  | Y002X00M | CB014001
RCM - Zone Substations | Aux contacts (pallets) clean / repair / replace. | ZS Substation Corrective | Y002 | Aux isolating contacts open circuit contacts - misalignment. | X00N |  |  |  | Circuit breakers | [Circuit breaker - Mechanism] | {misaligned} | (any reason) |  |  | 1 |  | Y002X00N | CB014001
RCM - Zone Substations | Pivot point tighten / clean / lube. | ZS Substation Corrective | Y02V | Aux switch linkage collapsed - unscrewed pivot. | X0XZ |  |  |  | Circuit breakers | [Circuit breaker - Mechanism] | {broken} | (any reason) |  |  | 1 |  | Y02VX0XZ | CB021801
RCM - Zone Substations | Aux contactor clean / repair / replace. | ZS Substation Corrective | Y001 | Auxiliary contactors open circuit / high resistance - dirty contacts. | X00Q |  |  |  | Circuit breakers | [Circuit breaker - Mechanism] | {high resistance} | (build up of material) |  |  | 1 |  | Y001X00Q | CB054502
RCM - Zone Substations | Wiring (connections) repair/tighten. | ZS Substation Corrective | Y06R | Auxiliary contactors open circuit / high resistance - loose wiring connections. | X00R |  |  |  | Circuit breakers | [Circuit breaker - Mechanism] | {loose} | (any reason) |  |  | 1 |  | Y06RX00R | CB054502
Zone Sub | 13 Circuit Breaker Major Maint - Bulk Oil | ZS Substation Preventative | 13BO | [5 empty] | Circuit breakers | [5 empty] | 0
Zone Sub | 13 Circuit Breaker Major Maint - SF6 - Category A | ZS Substation Preventative | 13FA | [5 empty] | Circuit breakers | [5 empty] | 0
Zone Sub | 13 Circuit Breaker Major Maint - SF6 - Category B | ZS Substation Preventative | 13FB | [5 empty] | Circuit breakers | [5 empty] | 0
Zone Sub | 13 Circuit Breaker Major Maint - SF6 - Category C | ZS Substation Preventative | 13FC | [5 empty] | Circuit breakers | [5 empty] | 0
Zone Sub | 13 Circuit Breaker Major Maint - Small Oil | ZS Substation Preventative | 13SO | [5 empty] | Circuit breakers | [5 empty] | 0
Zone Sub | 13 Circuit Breaker Major Maint - Vacuum | ZS Substation Preventative | 13VA | [5 empty] | Circuit breakers | [5 empty] | 0
Zone Sub | 13 Circuit Breaker Major Maintenance - <66kV | ZS Substation Preventative | 13C | [5 empty] | Circuit breakers | [5 empty] | 0
Zone Sub | 13 Circuit Breaker Major Maintenance - >66 kV | ZS Substation Preventative | 13A | [5 empty] | Circuit breakers | [5 empty] | 0
Zone Sub | 13 Circuit Breaker Major Maintenance - 66kV | ZS Substation Preventative | 13B | [5 empty] | Circuit breakers | [5 empty] | 0
Zone Sub | 14 - SC - Current Transformer Maintenance | ZS Substation Corrective | 14C | [11 empty] | 0 |  | 14C | #N/A
Zone Sub | 14 Current Transformer Maintenance | ZS Substation Preventative | 14 | [11 empty] | 0 |  | 14 | #N/A
Zone Sub | 15 - SC - MVT and CVT Maint (Voltage Transformers) | ZS Substation Corrective | 15C | [11 empty] | 0 |  | 15C | #N/A
Zone Sub | 15 MVT and CVT Maintenance (Voltage Transformers) | ZS Substation Preventative | 15 | [11 empty] | 0 |  | 15 | #N/A
Zone Sub | 16 - SC - Fault Thrower Maintenance | ZS Substation Corrective | 16C | [11 empty] | 0 |  | 16C | #N/A
Zone Sub | 16 - SC - Switch Maintenance | ZS Substation Corrective | 16D | [11 empty] | 0 |  | 16D | #N/A
Zone Sub | 16 Fault Thrower Maintenance | ZS Substation Preventative | 16 | [11 empty] | 0 |  | 16 | #N/A
Zone Sub | 16 Switch Maintenance | ZS Substation Preventative | 16A | [11 empty] | 0 |  | 16A | #N/A
Zone Sub | 17 - SC - DC Systems (Batteries) Equalising charge | ZS Substation Corrective | 17C | [11 empty] | 0 |  | 17C | #N/A
Zone Sub | 17 - SC - DC Systems (Batteries) Minor Maintenance | ZS Substation Corrective | 17D | [11 empty] | 0 |  | 17D | #N/A
Zone Sub | 17 DC Systems (Batteries) Equalising charge | ZS Substation Preventative | 17A | [11 empty] | 0 |  | 17A | #N/A
Zone Sub | 17 DC Systems (Batteries) Minor Maintenance | ZS Substation Preventative | 17 | [11 empty] | 0 |  | 17 | #N/A
Zone Sub | 18 - SC - DC Systems (Batteries) Major Maintenance | ZS Substation Corrective | 18C | [11 empty] | 0 |  | 18C | #N/A
Zone Sub | 18 DC Systems (Batteries) Major Maintenance | ZS Substation Preventative | 18 | [11 empty] | 0 |  | 18 | #N/A
Zone Sub | 20 - SC - Compressed Air System Maintenance | ZS Substation Corrective | 20C | [11 empty] | 0 |  | 20C | #N/A
Zone Sub | 20 Compressed Air System Maintenance | ZS Substation Preventative | 20 | [11 empty] | 0 |  | 20 | #N/A
Zone Sub | 21 - SC - Fire Control System Maintenance | ZS Substation Corrective | 21C | [11 empty] | 0 |  | 21C | #N/A
Zone Sub | 21 Fire Control System Maintenance | ZS Substation Preventative | 21 | [11 empty] | 0 |  | 21 | #N/A
Zone Sub | 22 - SC - Protection & Circuit Breaker Oper Maint. | ZS Substation Corrective | 22C | [11 empty] | 0 |  | 22C | #N/A
Zone Sub | 22 Protection & Circuit Breaker Operational Maint. | ZS Substation Preventative | 22 | [11 empty] | 0 |  | 22 | #N/A
Zone Sub | 23 - SC - Protection System Full Calibration Maint | ZS Substation Corrective | 23C | [11 empty] | 0 |  | 23C | #N/A
Zone Sub | 23 Protection System Full Calibration Maintenance | ZS Substation Preventative | 23 | [11 empty] | 0 |  | 23 | #N/A
Zone Sub | 24 - SC - Voltage Regulation Relay Maintenance | ZS Substation Corrective | 24C | [11 empty] | 0 |  | 24C | #N/A
Zone Sub | 24 Voltage Regulation Relay Maintenance | ZS Substation Preventative | 24 | [11 empty] | 0 |  | 24 | #N/A
Zone Sub | 25 - SC - Capacitor Bank Maintenance | ZS Substation Corrective | 25C | [11 empty] | 0 |  | 25C | #N/A
Zone Sub | 25 Capacitor Bank Maintenance | ZS Substation Preventative | 25 | [11 empty] | 0 |  | 25 | #N/A
Zone Sub | 26 - SC - Surge Diverter Maintenance (>22kV) | ZS Substation Corrective | 26C | [11 empty] | 0 |  | 26C | #N/A
Zone Sub | 26 Surge Diverter Maintenance (>22kV) | ZS Substation Preventative | 26 | [11 empty] | 0 |  | 26 | #N/A
Zone Sub | 27 - SC - Earthing Reactor Maintenance | ZS Substation Corrective | 27C | [11 empty] | 0 |  | 27C | #N/A
Zone Sub | 27 Earthing Reactor Maintenance | ZS Substation Preventative | 27 | [11 empty] | 0 |  | 27 | #N/A
Zone Sub | 28 - SC - HV Cable Maintenance | ZS Substation Corrective | 28C | [11 empty] | 0 |  | 28C | #N/A
Zone Sub | 28 HV Cable Maintenance | ZS Substation Preventative | 28 | [11 empty] | 0 |  | 28 | #N/A
Zone Sub | 29 - SC - Earthing System Maintenance | ZS Substation Corrective | 29C | [11 empty] | 0 |  | 29C | #N/A
Zone Sub | 29 Earthing System Maintenance | ZS Substation Preventative | 29 | [11 empty] | 0 |  | 29 | #N/A
Zone Sub | 36 - SC - Surge Diverter Maintenance (<=22kV) | ZS Substation Corrective | 36C | [11 empty] | 0 |  | 36C | #N/A
Zone Sub | 36 Surge Diverter Maintenance (<=22kV) | ZS Substation Preventative | 36 | [11 empty] | 0 |  | 36 | #N/A
Zone Sub | 37 - SC - Portable Eyewash Station Maintenance | ZS Substation Corrective | 37C | [11 empty] | 0 |  | 37C | #N/A
Zone Sub | 37 Portable Eyewash Station Maintenance | ZS Substation Preventative | 37 | [11 empty] | 0 |  | 37 | #N/A
RCM - Zone Substations | Aux contacts (pallets) clean / repair / replace. | ZS Substation Corrective | Y002 | Auxiliary contacts (Pallet switches) open circuit - corrosion/high resistance. | X00S |  |  |  | Circuit breakers | [Circuit breaker - Mechanism] | {high resistance} | (corrosion) |  |  | 1 |  | Y002X00S | CB031001
RCM - Zone Substations | Ad hoc Data Capture/Audit/Surveys | ZS Projects | W00R | [11 empty] | 0 |  | W00R | #N/A
Zone Sub | Ad Hoc Work - ZS Depot | ZS Substation Corrective | AD1 | [11 empty] | 0 |  | AD1 | #N/A
Zone Sub | AEE - Other Works | ZS Substation Preventative | AE2 | [11 empty] | 0 |  | AE2 | #N/A
Zone Sub | AEE - SC - Other Defects | ZS Substation Corrective | AE1 | [11 empty] | 0 |  | AE1 | #N/A
RCM - Zone Substations | Aux contactor clean / repair / replace. | ZS Substation Corrective | Y001 | Auxiliary contacts (Pallets) open circuit / high resistance - dirty contacts. | X00T |  |  |  | Circuit breakers | [Circuit breaker - Mechanism] | {high resistance} | (build up of material) |  |  | 1 |  | Y001X00T | CB054502
RCM - Zone Substations | Asbestos Asset Inspection - 3 yr | ZS Substation Preventative | Z221 | [11 empty] | 0 |  | Z221 | #N/A
RCM - Zone Substations | Asbestos Site Inspection - 3 yr | ZS Substation Preventative | Z222 | [11 empty] | 0 |  | Z222 | #N/A
Zone Sub | ASE - SC - Fire Equipment defect | ZS Substation Corrective | AS1 | [11 empty] | 0 |  | AS1 | #N/A
Zone Sub | ASE - SC - Other Protection Defect | ZS Substation Corrective | AS8 | [11 empty] | 0 |  | AS8 | #N/A
Zone Sub | ASE - SC - Other Substation Defect | ZS Substation Corrective | AS5 | [11 empty] | 0 |  | AS5 | #N/A
Zone Sub | ASE - SC - Safety Equipment defect | ZS Substation Corrective | AS2 | [11 empty] | 0 |  | AS2 | #N/A
Zone Sub | ASE - SP - Other Protection Defect | ZS Substation Preventative | AS10 | [11 empty] | 0 |  | AS10 | #N/A
Zone Sub | ASE - SP - Other Substation Defect | ZS Substation Preventative | AS7 | [11 empty] | 0 |  | AS7 | #N/A
Zone Sub | ATX - SC - Bushing Damaged/Defective | ZS Substation Corrective | AT1 | [11 empty] | 0 |  | AT1 | #N/A
Zone Sub | ATX - SC - Catastrophic Failure | ZS Substation Corrective | AT10 | [11 empty] | 0 |  | AT10 | #N/A
Zone Sub | ATX - SC - Control/Protection/Indication defect | ZS Substation Corrective | AT8 | [11 empty] | 0 |  | AT8 | #N/A
Zone Sub | ATX - SC - Corrosion/Paint/External Damage | ZS Substation Corrective | AT2 | [11 empty] | 0 |  | AT2 | #N/A
Zone Sub | ATX - SC - Hot Joint | ZS Substation Corrective | AT3 | [11 empty] | 0 |  | AT3 | #N/A
Zone Sub | ATX - SC - Insulation Quality | ZS Substation Corrective | AT4 | [11 empty] | 0 |  | AT4 | #N/A
Zone Sub | ATX - SC - Oil Leak | ZS Substation Corrective | AT5 | [11 empty] | 0 |  | AT5 | #N/A
Zone Sub | ATX - SC - Other Defects | ZS Substation Corrective | AT11 | [11 empty] | 0 |  | AT11 | #N/A
Zone Sub | ATX - SC - Silica Gel Replacement | ZS Substation Corrective | AT9 | [11 empty] | 0 |  | AT9 | #N/A
RCM - Zone Substations | Wiring (connections) repair/tighten. | ZS Substation Corrective | Y06R | Auxiliary contacts (Pallets) open circuit / high resistance - loose wiring connections. | X00U |  |  |  | Circuit breakers | [Circuit breaker - Mechanism] | {loose} | (any reason) |  |  | 1 |  | Y06RX00U | CB054502
RCM - Zone Substations | Aux contacts (pallets) clean / repair / replace. | ZS Substation Corrective | Y002 | Auxiliary isolating contacts (Fingers) high resistance - weak spring pressure. | X00X |  |  |  | Circuit breakers | [Circuit breaker - Mechanism] | {high resistance} | (any reason) |  |  | 1 |  | Y002X00X | CB014001
RCM - Zone Substations | Aux contacts (pallets) clean / repair / replace. | ZS Substation Corrective | Y002 | Auxiliary isolating contacts (Fingers) open circuit contacts - misalignment. | X00Y |  |  |  | Circuit breakers | [Circuit breaker - Mechanism] | {misaligned} | (any reason) |  |  | 1 |  | Y002X00Y | CB014001
RCM - Zone Substations | Recloser battery replace. | ZS Substation Corrective | Y03C | Battery does not hold charge - end of life. | X01J |  |  |  | Circuit breakers | [Circuit breaker - Control / Indication] | {broken} | (any reason) |  |  | 1 |  | Y03CX01J | CB049903
RCM - Zone Substations | Recloser battery replace. | ZS Substation Corrective | Y03C | Battery does not hold charge - excessive discharge. | X01K |  |  |  | Circuit breakers | [Circuit breaker - Control / Indication] | {broken} | (any reason) |  |  | 1 |  | Y03CX01K | CB049903
RCM - Zone Substations | Recloser battery replace. | ZS Substation Corrective | Y03C | Battery does not hold charge - heat. | X01L |  |  |  | Circuit breakers | [Circuit breaker - Control / Indication] | {broken} | (any reason) |  |  | 1 |  | Y03CX01L | CB049903
RCM - Zone Substations | Bushing replace. | ZS Substation Corrective | Y00S | Bushing seal leaks - degradation of seal. | X025 |  |  |  | Circuit breakers | [Circuit breaker - Bushing] | {leaking} | (any reason) |  |  | 1 |  | Y00SX025 | CB010301
RCM - Zone Substations | Bushing repair. | ZS Substation Corrective | Y00R | Bushing support misalignment of main contacts - no known failure mode. | X026 |  |  |  | Circuit breakers | [Circuit breaker - Bushing] | {misaligned} | (any reason) |  |  | 1 |  | Y00RX026 | CB010301
RCM - Zone Substations | Bushing replace. | ZS Substation Corrective | Y00S | Bushings dielectric strength loss - loss of dielectric between foils. | X027 |  |  |  | Circuit breakers | [Circuit breaker - Bushing] | {loss of dielectric strength} | (any reason) |  |  | 1 |  | Y00SX027 | CB010301
RCM - Zone Substations | DDF testing required | ZS Substation Corrective | Y07A | Bushings dielectric strength loss - loss of dielectric between foils. | X027 |  |  |  | Circuit breakers | [Circuit breaker - Bushing] | {loss of dielectric strength} | (any reason) |  |  | 2 |  | Y07AX027 | CB010301
RCM - Zone Substations | Bushing replace. | ZS Substation Corrective | Y00S | Bushings dielectric strength loss - loss of IR . | X028 |  |  |  | Circuit breakers | [Circuit breaker - Bushing] | {loss of dielectric strength} | (any reason) |  |  | 1 |  | Y00SX028 | CB010301
RCM - Zone Substations | Bushing repair. | ZS Substation Corrective | Y00R | Bushings high resistance - loose / corroded. | X02A |  |  |  | Circuit breakers | [Circuit breaker - Bushing] | {high resistance} | (corrosion) |  |  | 1 |  | Y00RX02A | CB010301
RCM - Zone Substations | Bushing replace. | ZS Substation Corrective | Y00S | Bushings loss of I.R. - oil leak. | X02B |  |  |  | Circuit breakers | [Circuit breaker - Bushing] | {leaking} | (any reason) |  |  | 1 |  | Y00SX02B | CB010301
RCM - Zone Substations | Bushing repair. | ZS Substation Corrective | Y00R | Bushings loss of I.R. - surface contamination. | X02C |  |  |  | Circuit breakers | [Circuit breaker - Bushing] | {loss of dielectric strength} | (surface contamination) |  |  | 1 |  | Y00RX02C | CB010301
RCM - Zone Substations | Explosion vent replace + re-gas. | ZS Substation Corrective | Y01P | Cable end boxes loss of I.R. - explosion vent. | X0Y2 |  |  |  | Circuit breakers | [Circuit breaker - Housing] | {loss of dielectric strength} | (any reason) |  |  | 1 |  | Y01PX0Y2 | CB055401
RCM - Zone Substations | SF6 leak repair & replace SF6 gas. | ZS Substation Corrective | Y03R | Cable end boxes loss of I.R. - leakage of gas from ruptured seal/gland. | X02J |  |  |  | Circuit breakers | [Circuit breaker - Housing] | {leaking} | (any reason) |  |  | 1 |  | Y03RX02J | CB054501
RCM - Zone Substations | SF6 gas replace. | ZS Substation Corrective | Y03P | Cable end boxes SF6 gas degrades - high speed earthing switch operations. | X02K |  |  |  | Circuit breakers | [Circuit breaker - Insulation] | {loss of dielectric strength} | (operations) |  |  | 1 |  | Y03PX02K | CB054501
RCM - Zone Substations | GIS moisture filter medium replace. | ZS Substation Corrective | Y01X | Cable end boxes SF6 gas degrades - ineffective desiccant bag. | X02L |  |  |  | Circuit breakers | [Circuit breaker - Insulation] | {loss of dielectric strength} | (any reason) |  |  | 1 |  | Y01XX02L | CB054501
RCM - Zone Substations | GIS moisture filter medium replace. | ZS Substation Corrective | Y01X | Cable end boxes SF6 gas degrades - ineffective gas moisture filters. | X02M |  |  |  | Circuit breakers | [Circuit breaker - Insulation] | {loss of dielectric strength} | (any reason) |  |  | 1 |  | Y01XX02M | CB054502
RCM - Zone Substations | Recloser control card replace. | ZS Substation Corrective | Y03D | CAPM card rectifier failure - CAPM card failure. | X039 |  |  |  | Circuit breakers | [Circuit breaker - Control / Indication] | {broken} | (any reason) |  |  | 1 |  | Y03DX039 | CB049903
RCM - Zone Substations | CB truck repair. | ZS Substation Corrective | Y012 | Circuit breaker loss of I.R. - internal defect. | X03M |  |  |  | Circuit breakers | [Circuit breaker - Insulation] | {loss of dielectric strength} | (any reason) |  |  | 1 |  | Y012X03M | CB043501
RCM - Zone Substations | CB truck replace. | ZS Substation Corrective | Y013 | Circuit breaker loss of I.R. - internal defect. | X03M |  |  |  | Circuit breakers | [Circuit breaker - Insulation] | {loss of dielectric strength} | (any reason) |  |  | 2 |  | Y013X03M | CB043501
RCM - Zone Substations | Bushing repair. | ZS Substation Corrective | Y00R | Circuit breaker loss of I.R. - surface contamination. | X03N |  |  |  | Circuit breakers | [Circuit breaker - Insulation] | {loss of dielectric strength} | (surface contamination) |  |  | 1 |  | Y00RX03N | CB043501
RCM - Zone Substations | Bushing repair. | ZS Substation Corrective | Y00R | Circuit breaker mechanical damage - operational impacts. | X0Y5 |  |  |  | Circuit breakers | [Circuit breaker - Bushing] | {broken} | (operations) |  |  | 1 |  | Y00RX0Y5 | CB043501
RCM - Zone Substations | Bushing replace. | ZS Substation Corrective | Y00S | Circuit breaker mechanical damage - operational impacts. | X0Y5 |  |  |  | Circuit breakers | [Circuit breaker - Bushing] | {broken} | (operations) |  |  | 2 |  | Y00SX0Y5 | CB043501
RCM - Zone Substations | CB truck repair. | ZS Substation Corrective | Y012 | Circuit breaker truck loss of I.R. - internal defect. | X03R |  |  |  | Circuit breakers | [Circuit breaker - Insulation] | {loss of dielectric strength} | (any reason) |  |  | 1 |  | Y012X03R | CB030103
RCM - Zone Substations | CB truck replace. | ZS Substation Corrective | Y013 | Circuit breaker truck loss of I.R. - internal defect. | X03R |  |  |  | Circuit breakers | [Circuit breaker - Insulation] | {loss of dielectric strength} | (any reason) |  |  | 2 |  | Y013X03R | CB030103
RCM - Zone Substations | Close coil repair / replace. | ZS Substation Corrective | Y014 | Close coil burnt - jammed mechanism. | X03S |  |  |  | Circuit breakers | [Circuit breaker - Mechanism - Trip Coil] | {damaged} | (any reason) |  |  | 1 |  | Y014X03S | CB030103
RCM - Zone Substations | Aux relay repair / replace. | ZS Substation Corrective | Y003 | Auxiliary relay fails to operate - open circuit coil. | X011 | [9 empty] | 1 |  | Y003X011 | PC010801
RCM - Zone Substations | AX019901 Full Maintenance - 6 yr | ZS Substation Preventative | Z106 | [11 empty] | 0 |  | Z106 | #N/A
RCM - Zone Substations | AX029901 Full Maintenance - 6 yr | ZS Substation Preventative | Z107 | [11 empty] | 0 |  | Z107 | #N/A
RCM - Zone Substations | AX029901 Oil Sample DGA and Moisture - 6 yr | ZS Substation Preventative | Z108 | [11 empty] | 0 |  | Z108 | #N/A
RCM - Zone Substations | Close coil repair / replace. | ZS Substation Corrective | Y014 | Close coil loose mounting bolts - normal operation. | X03T |  |  |  | Circuit breakers | [Circuit breaker - Mechanism - Trip Coil] | {loose} | (any reason) |  |  | 1 |  | Y014X03T | CB030103
RCM - Zone Substations | Mechanism (operating) clean/lube/repair. | ZS Substation Corrective | Y02F | Closing actuator fails to latch - loss of lubrication. | X03U |  |  |  | Circuit breakers | [Circuit breaker - Mechanism] | {broken} | (build up of material) |  |  | 1 |  | Y02FX03U | CB042603
Zone Sub | BAT - SC - Age Limit Exceeded | ZS Substation Corrective | BT5 | [11 empty] | 0 |  | BT5 | #N/A
Zone Sub | BAT - SC - Bank Capacity | ZS Substation Corrective | BT1 | [11 empty] | 0 |  | BT1 | #N/A
Zone Sub | BAT - SC - Casing Damaged/Defective | ZS Substation Corrective | BT3 | [11 empty] | 0 |  | BT3 | #N/A
Zone Sub | BAT - SC - Cell Failure | ZS Substation Corrective | BT2 | [11 empty] | 0 |  | BT2 | #N/A
Zone Sub | BAT - SC - DC System Audit | ZS Substation Corrective | BT7 | [11 empty] | 0 |  | BT7 | #N/A
Zone Sub | BAT - SC - Other Defects | ZS Substation Corrective | BT6 | [11 empty] | 0 |  | BT6 | #N/A
Zone Sub | BAT - SC - Terminal Corrosion | ZS Substation Corrective | BT4 | [11 empty] | 0 |  | BT4 | #N/A
RCM - Zone Substations | Battery bank futher testing required. | ZS Substation Corrective | Y005 | Battery cell reduced capacity - degraded. | X01G | [9 empty] | 1 |  | Y005X01G | DC011003
RCM - Zone Substations | Battery bank replace. | ZS Substation Corrective | Y006 | Battery cell low voltage - internal defect. | X01E | [9 empty] | 1 |  | Y006X01E | DC011003
RCM - Zone Substations | Battery bank replace. | ZS Substation Corrective | Y006 | Battery cell reduced capacity - degraded. | X01G | [9 empty] | 2 |  | Y006X01G | DC011003
RCM - Zone Substations | Battery cell clean / repair. | ZS Substation Corrective | Y007 | Battery cell low electrolyte level - cracked caps/case. | X01C | [9 empty] | 1 |  | Y007X01C | DC011003
RCM - Zone Substations | Battery cell clean / repair. | ZS Substation Corrective | Y007 | Battery connectors high resistance - external corrosion. | X01H | [9 empty] | 1 |  | Y007X01H | DC011003
RCM - Zone Substations | Battery cell clean / repair. | ZS Substation Corrective | Y007 | Battery connectors high resistance - loss of contact pressure. | X0Y0 | [9 empty] | 1 |  | Y007X0Y0 | DC011003
RCM - Zone Substations | Battery cell electrolyte refill. | ZS Substation Corrective | Y008 | Battery cell low voltage - low electrolyte level. | X01F | [9 empty] | 1 |  | Y008X01F | DC021000
RCM - Zone Substations | Battery cell replace. | ZS Substation Corrective | Y009 | Battery cell low electrolyte level - cracked caps/case. | X01C | [9 empty] | 2 |  | Y009X01C | DC011003
RCM - Zone Substations | Battery cell replace. | ZS Substation Corrective | Y009 | Battery cell low voltage - internal defect. | X01E | [9 empty] | 2 |  | Y009X01E | DC011003
RCM - Zone Substations | Battery cell replace. | ZS Substation Corrective | Y009 | Battery cell low voltage - low electrolyte level. | X01F | [9 empty] | 2 |  | Y009X01F | DC011003
RCM - Zone Substations | Battery cell replace. | ZS Substation Corrective | Y009 | Battery cell reduced capacity - degraded. | X01G | [9 empty] | 3 |  | Y009X01G | DC011003
RCM - Zone Substations | Battery cell replace. | ZS Substation Corrective | Y009 | Battery connectors high resistance - external corrosion. | X01H | [9 empty] | 2 |  | Y009X01H | DC011003
RCM - Zone Substations | Battery charger repair. | ZS Substation Corrective | Y00A | AC fuse/Circuit breaker blown/tripped - unknown. | X000 | [9 empty] | 1 |  | Y00AX000 | DC010100
RCM - Zone Substations | Battery charger repair. | ZS Substation Corrective | Y00A | Alarm card incorrect output - defective. | X001 | [9 empty] | 1 |  | Y00AX001 | DC010100
RCM - Zone Substations | Battery charger repair. | ZS Substation Corrective | Y00A | Battery cell low electrolyte level - over-charging. | X01D | [9 empty] | 1 |  | Y00AX01D | DC011003
RCM - Zone Substations | Battery charger repair. | ZS Substation Corrective | Y00A | Control cards incorrect operation - defective component. | X067 | [9 empty] | 1 |  | Y00AX067 | DC010100
RCM - Zone Substations | Battery charger repair. | ZS Substation Corrective | Y00A | DC fuse/Circuit breaker blown/tripped - unknown. | X06X | [9 empty] | 1 |  | Y00AX06X | DC010100
RCM - Zone Substations | Battery charger repair. | ZS Substation Corrective | Y00A | Digital/Analog displays incorrect operation - failure. | X072 | [9 empty] | 1 |  | Y00AX072 | DC010100
RCM - Zone Substations | Battery charger repair. | ZS Substation Corrective | Y00A | Diode dropper open circuit - failure. | X073 | [9 empty] | 1 |  | Y00AX073 | DC010100
RCM - Zone Substations | Battery charger repair. | ZS Substation Corrective | Y00A | Filter capacitors short circuit/exploded - age. | X0AL | [9 empty] | 1 |  | Y00AX0AL | DC010100
RCM - Zone Substations | Battery charger repair. | ZS Substation Corrective | Y00A | Indication lamps short circuit - internal fault. | X0D4 | [9 empty] | 1 |  | Y00AX0D4 | DC010100
RCM - Zone Substations | Battery charger repair. | ZS Substation Corrective | Y00A | Plug contacts contaminated - corroded / loss of tension. | X0NG | [9 empty] | 1 |  | Y00AX0NG | DC010100
RCM - Zone Substations | Battery charger repair. | ZS Substation Corrective | Y00A | Rectifier/SCR no output - internal defect. | X0PJ | [9 empty] | 1 |  | Y00AX0PJ | DC010100
RCM - Zone Substations | Battery charger repair. | ZS Substation Corrective | Y00A | Relay does not operate - internal defect. | X0Q0 | [9 empty] | 1 |  | Y00AX0Q0 | DC010100
RCM - Zone Substations | Battery charger repair. | ZS Substation Corrective | Y00A | Switch inoperable - mechanical impact. | X11L | [9 empty] | 1 |  | Y00AX11L | DC010100
RCM - Zone Substations | Battery charger repair. | ZS Substation Corrective | Y00A | Transformer faulty - open/short circuit. | X0UV | [9 empty] | 1 |  | Y00AX0UV | DC010100
RCM - Zone Substations | Battery stand repair / replace. | ZS Substation Corrective | Y00B | Battery stand (metallic) loss of strength - corrosion. | X01M | [9 empty] | 1 |  | Y00BX01M | DC011003
Zone Sub | BCR - SC - Other Defects | ZS Substation Corrective | BC2 | [11 empty] | 0 |  | BC2 | #N/A
Zone Sub | BCR - SC - Output defect | ZS Substation Corrective | BC1 | [11 empty] | 0 |  | BC1 | #N/A
Zone Sub | BDG - SC - Building Damaged/Defective | ZS Substation Corrective | BL1 | [11 empty] | 0 |  | BL1 | #N/A
Zone Sub | BDG - SC - Bunding Defective | ZS Substation Corrective | BL5 | [11 empty] | 0 |  | BL5 | #N/A
Zone Sub | BDG - SC - Fence/Gates Damaged/Defective | ZS Substation Corrective | BL2 | [11 empty] | 0 |  | BL2 | #N/A
Zone Sub | BDG - SC - Lighting Damaged/Failed | ZS Substation Corrective | BL3 | [11 empty] | 0 |  | BL3 | #N/A
Zone Sub | BDG - SC - Pest Control | ZS Substation Corrective | BL7 | [11 empty] | 0 |  | BL7 | #N/A
Zone Sub | BDG - SC - Signage Damaged/Worn | ZS Substation Corrective | BL4 | [11 empty] | 0 |  | BL4 | #N/A
Zone Sub | BDG - SC - Vegetation & Waste | ZS Substation Corrective | BL6 | [11 empty] | 0 |  | BL6 | #N/A
RCM - Zone Substations | Blocking relay (tapchanger) replace. | ZS Substation Corrective | Y00C | TC blocking relay open circuit - burning / pitting. |  |  |  |  | ZS Transformers | [Tapchanger - Motorbox] | {broken} | (any reason) |  |  | 1
RCM - Zone Substations | Blocking relay (tapchanger) replace. | ZS Substation Corrective | Y00C | TC blocking relay short circuit - internal fault. |  |  |  |  | ZS Transformers | [Tapchanger - Motorbox] | {broken} | (any reason) |  |  | 1
RCM - Zone Substations | Buchholz (main tank) repair. | ZS Substation Corrective | Y00D | Bottom float sinks - damaged float. | X01T | [9 empty] | 1 |  | Y00DX01T | PC019903
RCM - Zone Substations | Buchholz (main tank) repair. | ZS Substation Corrective | Y00D | Detection vane jammed - foreign object. | X06Y | [9 empty] | 1 |  | Y00DX06Y | PC019903
RCM - Zone Substations | Buchholz (main tank) repair. | ZS Substation Corrective | Y00D | Detection vane loose - adjusting screw loose. | X06Z | [9 empty] | 1 |  | Y00DX06Z | PC019903
RCM - Zone Substations | Buchholz (main tank) repair. | ZS Substation Corrective | Y00D | Gaskets leaks - age degradation. | X0CP | [9 empty] | 1 |  | Y00DX0CP | PC019903
RCM - Zone Substations | Buchholz (main tank) repair. | ZS Substation Corrective | Y00D | Manual trip plunger seal leaks - age degradation. | X0FV | [9 empty] | 1 |  | Y00DX0FV | PC019903
RCM - Zone Substations | Buchholz (main tank) repair. | ZS Substation Corrective | Y00D | Oil weir leaks - loose drain screw. | X0KL | [9 empty] | 1 |  | Y00DX0KL | PC019903
RCM - Zone Substations | Buchholz (main tank) repair. | ZS Substation Corrective | Y00D | Top float obstructed - wiring displaced during reinstatement. | X0UQ | [9 empty] | 1 |  | Y00DX0UQ | PC019903
RCM - Zone Substations | Buchholz (main tank) replace. | ZS Substation Corrective | Y00E | Bottom float sinks - damaged float. | X01T | [9 empty] | 2 |  | Y00EX01T | PC019903
RCM - Zone Substations | Buchholz (tapchanger) repair. | ZS Substation Corrective | Y00F | Detection vane loose - adjusting screw loose. |  |  |  |  | ZS Transformers | [Tapchanger - Indication] | {broken} | (any reason) |  |  | 2
RCM - Zone Substations | Buchholz (tapchanger) repair. | ZS Substation Corrective | Y00F | Gaskets leaks - age degradation. |  |  |  |  | ZS Transformers | [Tapchanger - Indication] | {broken} | (any reason) |  |  | 2
RCM - Zone Substations | Buchholz (tapchanger) repair. | ZS Substation Corrective | Y00F | Main sight glass cracked - mechanical impact. |  |  |  |  | ZS Transformers | [Tapchanger - Indication] | {broken} | (any reason) |  |  | 1
RCM - Zone Substations | Buchholz (tapchanger) repair. | ZS Substation Corrective | Y00F | Oil weir leaks - loose drain screw. |  |  |  |  | ZS Transformers | [Tapchanger - Indication] | {broken} | (any reason) |  |  | 2
RCM - Zone Substations | Buchholz (tapchanger) repair. | ZS Substation Corrective | Y00F | Reset button jammed - mechanical damage. |  |  |  |  | ZS Transformers | [Tapchanger - Indication] | {broken} | (any reason) |  |  | 1
RCM - Zone Substations | Buchholz (tapchanger) repair. | ZS Substation Corrective | Y00F | Wiring (general) porcelain insulation - age degradation. |  |  |  |  | ZS Transformers | [Tapchanger - Indication] | {broken} | (any reason) |  |  | 1
RCM - Zone Substations | Buchholz (tapchanger) replace. | ZS Substation Corrective | Y00G | Wiring (general) porcelain insulation - age degradation. | X0XQ | [9 empty] | 2 |  | Y00GX0XQ | PC019905
RCM - Zone Substations | Buchholz adjust / bleed all air. | ZS Substation Corrective | Y00H | Top float operated - Buchholz not bled. | X0UR | [9 empty] | 1 |  | Y00HX0UR | PC019903
RCM - Zone Substations | Buchholz bleed valve repair. | ZS Substation Corrective | Y06S | Gas receiver unable to bleed - blocked bleed valve. | X0YP | [9 empty] | 1 |  | Y06SX0YP | PC019903
RCM - Zone Substations | Buchholz float repair / replace. | ZS Substation Corrective | Y00J | Top float sinks - damaged float. | X0US | [9 empty] | 1 |  | Y00JX0US | PC019903
RCM - Zone Substations | Buchholz float repair / replace. | ZS Substation Corrective | Y00J | Top float sinks - defective solder joint. | X0UT | [9 empty] | 1 |  | Y00JX0UT | PC019903
RCM - Zone Substations | Buchholz float switch repair / replace. | ZS Substation Corrective | Y00K | Diaphragm operates - wrong rating. | X071 | [9 empty] | 1 |  | Y00KX071 | PC019904
RCM - Zone Substations | Buchholz float switch repair / replace. | ZS Substation Corrective | Y00K | Mercury switch fails to operate - fatigued electrical connection. | X0G7 | [9 empty] | 1 |  | Y00KX0G7 | PC019903
RCM - Zone Substations | Buchholz float switch repair / replace. | ZS Substation Corrective | Y00K | Mercury switch fails to operate - leaking bulb. | X0G8 | [9 empty] | 1 |  | Y00KX0G8 | PC019903
RCM - Zone Substations | Buchholz float switch repair / replace. | ZS Substation Corrective | Y00K | Mercury switch fails to operate - setting screw loose. | X0G9 | [9 empty] | 1 |  | Y00KX0G9 | PC019903
RCM - Zone Substations | Buchholz float switch repair / replace. | ZS Substation Corrective | Y00K | Reed switch operates - loose magnet. | X0PK | [9 empty] | 1 |  | Y00KX0PK | PC019903
RCM - Zone Substations | Buchholz float switch repair / replace. | ZS Substation Corrective | Y00K | Reed switch shorted - burnt/welded contacts. | X0PL | [9 empty] | 1 |  | Y00KX0PL | PC019903
RCM - Zone Substations | Buchholz oil weir screw clear. | ZS Substation Corrective | Y00L | Protection scheme does not trip on low oil - past practice. | X0P6 | [9 empty] | 1 |  | Y00LX0P6 | PC019903
RCM - Zone Substations | Buchholz receiver sight glass repair. | ZS Substation Corrective | Y00M | Gas receiver bleed sight glass obstructed - surface contamination. | X0CM | [9 empty] | 1 |  | Y00MX0CM | PC019903
RCM - Zone Substations | Buchholz receiver sight glass repair. | ZS Substation Corrective | Y00M | Gas receiver leaks - loose connections. | X0CN | [9 empty] | 1 |  | Y00MX0CN | PC019903
RCM - Zone Substations | Buchholz repair / replace. | ZS Substation Corrective | Y00N | Main sight glass cracked - mechanical impact. | X0FS | [9 empty] | 2 |  | Y00NX0FS | PC019903
RCM - Zone Substations | Buchholz repair / replace. | ZS Substation Corrective | Y00N | Protection scheme does not trip on low oil - misaligned float switch. | X0P5 | [9 empty] | 1 |  | Y00NX0P5 | PC019903
RCM - Zone Substations | Buchholz repair / replace. | ZS Substation Corrective | Y00N | Wiring (general) porcelain insulation - age degradation. | X0XQ | [9 empty] | 3 |  | Y00NX0XQ | PC019903
RCM - Zone Substations | CB replace. | ZS Substation Corrective | Y077 | Closing actuator fails to open/close - damaged. | X03V |  |  |  | Circuit breakers | [Circuit breaker - Mechanism] | {damaged} | (any reason) |  |  | 1 |  | Y077X03V | CB042601
RCM - Zone Substations | Mechanism (operating) clean/lube/repair. | ZS Substation Corrective | Y02F | Closing actuator fails to open/close - excess lubrication. | X03W |  |  |  | Circuit breakers | [Circuit breaker - Mechanism] | {broken} | (any reason) |  |  | 1 |  | Y02FX03W | CB042603
RCM - Zone Substations | Mechanism (closing) clean/lube/repair/replace. | ZS Substation Corrective | Y02D | Closing actuator fails to open/close - high resistance closing circuit. | X03X |  |  |  | Circuit breakers | [Circuit breaker - Mechanism] | {high resistance} | (any reason) |  |  | 1 |  | Y02DX03X | CB042601
RCM - Zone Substations | Capacitor (closing) replace. | ZS Substation Corrective | Y00U | Closing coil fails to open/close - closing cap failure. | X03Y |  |  |  | Circuit breakers | [Circuit breaker - Mechanism] | {broken} | (any reason) |  |  | 1 |  | Y00UX03Y | CB049903
RCM - Zone Substations | Wiring (connections) repair/tighten. | ZS Substation Corrective | Y06R | Closing coil fails to open/close - high resistance closing circuit. | X03Z |  |  |  | Circuit breakers | [Circuit breaker - Mechanism - Trip Coil] | {high resistance} | (any reason) |  |  | 1 |  | Y06RX03Z | CB049903
RCM - Zone Substations | Close coil repair / replace. | ZS Substation Corrective | Y014 | Closing coil fails to open/close - loose mounting. | X040 |  |  |  | Circuit breakers | [Circuit breaker - Mechanism] | {loose} | (any reason) |  |  | 1 |  | Y014X040 | CB030102
RCM - Zone Substations | Closing contactor repair / replace. | ZS Substation Corrective | Y015 | Closing contactor burnt - anti-pump circuit maloperation. | X041 |  |  |  | Circuit breakers | [Circuit breaker - Mechanism - Trip Coil] | {broken} | (any reason) |  |  | 1 |  | Y015X041 | CB014001
RCM - Zone Substations | Closing contactor repair / replace. | ZS Substation Corrective | Y015 | Closing contactor coil burnt - anti-pump circuit maloperation. | X042 |  |  |  | Circuit breakers | [Circuit breaker - Mechanism - Trip Coil] | {broken} | (any reason) |  |  | 1 |  | Y015X042 | CB010301
RCM - Zone Substations | Closing contactor repair / replace. | ZS Substation Corrective | Y015 | Closing contactor coil burnt - lockout relay maloperation. | X043 |  |  |  | Circuit breakers | [Circuit breaker - Mechanism - Trip Coil] | {broken} | (any reason) |  |  | 1 |  | Y015X043 | CB012001
RCM - Zone Substations | Closing contactor repair / replace. | ZS Substation Corrective | Y015 | Closing contactor coil fails to open/close - component failure. | X044 |  |  |  | Circuit breakers | [Circuit breaker - Mechanism - Trip Coil] | {broken} | (any reason) |  |  | 1 |  | Y015X044 | CB010301
RCM - Zone Substations | Closing contactor repair / replace. | ZS Substation Corrective | Y015 | Closing contactor coil fails to open/close - dirty closing contactor aux contacts. | X045 |  |  |  | Circuit breakers | [Circuit breaker - Mechanism - Trip Coil] | {broken} | (build up of material) |  |  | 1 |  | Y015X045 | CB010301
RCM - Zone Substations | Closing contactor repair / replace. | ZS Substation Corrective | Y015 | Closing contactor coil fails to open/close - open circuit due coil failure. | X046 |  |  |  | Circuit breakers | [Circuit breaker - Mechanism - Trip Coil] | {broken} | (any reason) |  |  | 1 |  | Y015X046 | CB010301
RCM - Zone Substations | Closing contactor repair / replace. | ZS Substation Corrective | Y015 | Closing contactor coil jammed - dirty mechanism. | X047 |  |  |  | Circuit breakers | [Circuit breaker - Mechanism - Trip Coil] | {broken} | (build up of material) |  |  | 1 |  | Y015X047 | CB011901
RCM - Zone Substations | Closing contactor repair / replace. | ZS Substation Corrective | Y015 | Closing contactor jammed - dirty mechanism. | X048 |  |  |  | Circuit breakers | [Circuit breaker - Mechanism] | {broken} | (build up of material) |  |  | 1 |  | Y015X048 | CB014001
RCM - Zone Substations | Dash pot (shock absorber) repair / replace. | ZS Substation Corrective | Y01F | Closing mech. fails to latch - damping dashpot worn. | X049 |  |  |  | Circuit breakers | [Circuit breaker - Mechanism] | {broken} | (any reason) |  |  | 1 |  | Y01FX049 | CB020702
RCM - Zone Substations | Mechanism (operating) clean/lube/repair. | ZS Substation Corrective | Y02F | Closing mech. fails to latch - latching lever incorrectly lubricated. | X04A |  |  |  | Circuit breakers | [Circuit breaker - Mechanism] | {broken} | (build up of material) |  |  | 1 |  | Y02FX04A | CB021501
RCM - Zone Substations | Mechanism (latch) lubricate. | ZS Substation Corrective | Y02E | Closing mech. fails to latch - loss of lubrication. | X04B |  |  |  | Circuit breakers | [Circuit breaker - Mechanism] | {broken} | (build up of material) |  |  | 1 |  | Y02EX04B | CB021801
RCM - Zone Substations | Mechanism (operating) clean/lube/repair. | ZS Substation Corrective | Y02F | Closing mech. fails to latch - loss of lubrication. | X04B |  |  |  | Circuit breakers | [Circuit breaker - Mechanism] | {broken} | (build up of material) |  |  | 2 |  | Y02FX04B | CB020702
RCM - Zone Substations | Clutch plate clean / adjust. | ZS Substation Corrective | Y017 | Closing mech. fails to latch - oil on clutch plate. | X04C |  |  |  | Circuit breakers | [Circuit breaker - Mechanism] | {broken} | (build up of material) |  |  | 1 |  | Y017X04C | CB020702
RCM - Zone Substations | Mechanism (trip) clean/lube/repair/replace. | ZS Substation Corrective | Y02G | Closing mech. fails to latch - trip latch out of adjustment. | X04D |  |  |  | Circuit breakers | [Circuit breaker - Mechanism] | {broken} | (any reason) |  |  | 1 |  | Y02GX04D | CB021801
RCM - Zone Substations | Roller, Cam, Latch adjust / repair. | ZS Substation Corrective | Y03L | Closing mech. fails to latch - trip roller and trigger fails to latch. | X04E |  |  |  | Circuit breakers | [Circuit breaker - Mechanism] | {broken} | (any reason) |  |  | 1 |  | Y03LX04E | CB010301
RCM - Zone Substations | Mechanism (closing) clean/lube/repair/replace. | ZS Substation Corrective | Y02D | Closing mech. fails to latch - wear. | X04F |  |  |  | Circuit breakers | [Circuit breaker - Mechanism] | {broken} | (any reason) |  |  | 1 |  | Y02DX04F | CB029901
RCM - Zone Substations | Drive pins and circlip replace. | ZS Substation Corrective | Y01H | Closing mech. fails to open/close - broken drive pin. | X04G |  |  |  | Circuit breakers | [Circuit breaker - Mechanism] | {broken} | (any reason) |  |  | 1 |  | Y01HX04G | CB020702
RCM - Zone Substations | Interlocking mechanism adjust / repair / replace. | ZS Substation Corrective | Y07H | Closing mech. fails to open/close - circlip missing. | X04H |  |  |  | Circuit breakers | [Circuit breaker - Mechanism] | {broken} | (any reason) |  |  | 1 |  | Y07HX04H | CB010301
RCM - Zone Substations | Mechanism lubricate / realign / repair. | ZS Substation Corrective | Y02J | Closing mech. fails to open/close - closing mechanism out of alignment. | X0Y6 |  |  |  | Circuit breakers | [Circuit breaker - Mechanism] | {misaligned} | (any reason) |  |  | 1 |  | Y02JX0Y6 | CB020702
RCM - Zone Substations | Mechanism (closing) clean/lube/repair/replace. | ZS Substation Corrective | Y02D | Closing mech. fails to open/close - defective spring release coil. | X04J |  |  |  | Circuit breakers | [Circuit breaker - Mechanism] | {broken} | (any reason) |  |  | 1 |  | Y02DX04J | CB054501
RCM - Zone Substations | Drive pins and circlip replace. | ZS Substation Corrective | Y01H | Closing mech. fails to open/close - dislodged drive pins / circlips / locknuts. | X04K |  |  |  | Circuit breakers | [Circuit breaker - Mechanism] | {broken} | (any reason) |  |  | 1 |  | Y01HX04K | CB020703
RCM - Zone Substations | Gearbox oil re-fill. | ZS Substation Corrective | Y01U | Closing mech. fails to open/close - gearbox seized. | X04L |  |  |  | Circuit breakers | [Circuit breaker - Mechanism] | {broken} | (any reason) |  |  | 1 |  | Y01UX04L | CB021801
RCM - Zone Substations | Mechanism (closing) clean/lube/repair/replace. | ZS Substation Corrective | Y02D | Closing mech. fails to open/close - high resistance closing circuit. | X04M |  |  |  | Circuit breakers | [Circuit breaker - Mechanism] | {high resistance} | (any reason) |  |  | 1 |  | Y02DX04M | CB020703
RCM - Zone Substations | Anti-pump relay repair / replace. | ZS Substation Corrective | Y000 | Closing mech. fails to open/close - loose connections on anti pumping relay. | X04N |  |  |  | Circuit breakers | [Circuit breaker - Control / Indication] | {loose} | (any reason) |  |  | 1 |  | Y000X04N | CB020702
RCM - Zone Substations | Linkages and pivots lubricate. | ZS Substation Corrective | Y02A | Closing mech. fails to open/close - loss of lubrication. | X0Y7 |  |  |  | Circuit breakers | [Circuit breaker - Mechanism] | {broken} | (build up of material) |  |  | 1 |  | Y02AX0Y7 | CB010301
RCM - Zone Substations | Mechanism (closing) clean/lube/repair/replace. | ZS Substation Corrective | Y02D | Closing mech. fails to open/close - loss of lubrication. | X0Y7 |  |  |  | Circuit breakers | [Circuit breaker - Mechanism] | {broken} | (build up of material) |  |  | 2 |  | Y02DX0Y7 | CB030101
RCM - Zone Substations | Mechanism (operating) clean/lube/repair. | ZS Substation Corrective | Y02F | Closing mech. fails to open/close - loss of lubrication. | X0Y7 |  |  |  | Circuit breakers | [Circuit breaker - Mechanism] | {broken} | (build up of material) |  |  | 3 |  | Y02FX0Y7 | CB020702
RCM - Zone Substations | Drive motor repair / replace. | ZS Substation Corrective | Y01G | Closing mech. fails to open/close - open circuit drive motor. | X04P |  |  |  | Circuit breakers | [Circuit breaker - Mechanism - Motor] | {broken} | (any reason) |  |  | 1 |  | Y01GX04P | CB020702
Zone Sub | CAB - SC - External Damage | ZS Substation Corrective | CL1 | [11 empty] | 0 |  | CL1 | #N/A
Zone Sub | CAB - SC - Hot Joint | ZS Substation Corrective | CL2 | [11 empty] | 0 |  | CL2 | #N/A
Zone Sub | CAB - SC - Insulation Quality | ZS Substation Corrective | CL3 | [11 empty] | 0 |  | CL3 | #N/A
Zone Sub | CAB - SC - Other Defect | ZS Substation Corrective | CL4 | [11 empty] | 0 |  | CL4 | #N/A
RCM - Zone Substations | Mechanism (closing) clean/lube/repair/replace. | ZS Substation Corrective | Y02D | Closing mech. fails to open/close - sheared drive pins. | X04Q |  |  |  | Circuit breakers | [Circuit breaker - Mechanism] | {broken} | (any reason) |  |  | 1 |  | Y02DX04Q | CB021801
RCM - Zone Substations | Mechanism (closing) clean/lube/repair/replace. | ZS Substation Corrective | Y02D | Closing mech. fails to open/close - sheared drive shaft. | X04R |  |  |  | Circuit breakers | [Circuit breaker - Mechanism] | {broken} | (any reason) |  |  | 1 |  | Y02DX04R | CB021501
Zone Sub | CAP - SC - Catastrophic Failure | ZS Substation Corrective | CP5 | [11 empty] | 0 |  | CP5 | #N/A
Zone Sub | CAP - SC - Corrosion/Paint/External Damage | ZS Substation Corrective | CP1 | [11 empty] | 0 |  | CP1 | #N/A
Zone Sub | CAP - SC - Faulty Can | ZS Substation Corrective | CP2 | [11 empty] | 0 |  | CP2 | #N/A
Zone Sub | CAP - SC - Fluid Leak | ZS Substation Corrective | CP3 | [11 empty] | 0 |  | CP3 | #N/A
Zone Sub | CAP - SC - Hot Joint | ZS Substation Corrective | CP4 | [11 empty] | 0 |  | CP4 | #N/A
Zone Sub | CAP - SC - Other Defects | ZS Substation Corrective | CP6 | [11 empty] | 0 |  | CP6 | #N/A
RCM - Zone Substations | Spring charge repair. | ZS Substation Corrective | Y03V | Closing mech. fails to open/close - spring charge (bw) switches out of adjustment. | X04S |  |  |  | Circuit breakers | [Circuit breaker - Mechanism] | {broken} | (any reason) |  |  | 1 |  | Y03VX04S | CB030101
RCM - Zone Substations | Mechanism (closing) clean/lube/repair/replace. | ZS Substation Corrective | Y02D | Closing mech. fails to open/close - wear. | X04T |  |  |  | Circuit breakers | [Circuit breaker - Mechanism] | {broken} | (any reason) |  |  | 1 |  | Y02DX04T | CB020702
RCM - Zone Substations | Mechanism lubricate / realign / repair. | ZS Substation Corrective | Y02J | Closing mech. fails to spring charge - lack of lubrication. | X04U |  |  |  | Circuit breakers | [Circuit breaker - Mechanism] | {broken} | (build up of material) |  |  | 1 |  | Y02JX04U | CB054501
RCM - Zone Substations | Spring charge repair. | ZS Substation Corrective | Y03V | Closing mech. fails to spring charge - open circuit drive motor. | X04V |  |  |  | Circuit breakers | [Circuit breaker - Mechanism - Motor] | {broken} | (any reason) |  |  | 1 |  | Y03VX04V | CB030101
RCM - Zone Substations | Drive motor repair / replace. | ZS Substation Corrective | Y01G | Closing mech. fails to spring charge - open circuit spring charge motor. | X04W |  |  |  | Circuit breakers | [Circuit breaker - Mechanism - Motor] | {broken} | (any reason) |  |  | 1 |  | Y01GX04W | CB054501
RCM - Zone Substations | Spring charge repair. | ZS Substation Corrective | Y03V | Closing mech. fails to spring charge - spring charge (bw) switches out of adjustment. | X04X |  |  |  | Circuit breakers | [Circuit breaker - Mechanism] | {broken} | (any reason) |  |  | 1 |  | Y03VX04X | CB030101
RCM - Zone Substations | Spring charge timing relay replace. | ZS Substation Corrective | Y03W | Closing mech. fails to spring charge - timing relay defective. | X04Y |  |  |  | Circuit breakers | [Circuit breaker - Mechanism] | {broken} | (any reason) |  |  | 1 |  | Y03WX04Y | CB030101
RCM - Zone Substations | Closing solenoid repair / replace. | ZS Substation Corrective | Y016 | Closing solenoid fails to operate - age degradation of rubber operating dampers. | X04Z |  |  |  | Circuit breakers | [Circuit breaker - Mechanism] | {broken} | (any reason) |  |  | 1 |  | Y016X04Z | CB014001
RCM - Zone Substations | Closing solenoid repair / replace. | ZS Substation Corrective | Y016 | Closing solenoid fails to operate - blown fuses. | X050 |  |  |  | Circuit breakers | [Circuit breaker - Mechanism] | {broken} | (any reason) |  |  | 1 |  | Y016X050 | CB011901
RCM - Zone Substations | Solenoid housing replace . | ZS Substation Corrective | Y03T | Closing solenoid fails to operate - cracked solenoid housing. | X051 |  |  |  | Circuit breakers | [Circuit breaker - Mechanism] | {broken} | (any reason) |  |  | 1 |  | Y03TX051 | CB010301
RCM - Zone Substations | Closing solenoid repair / replace. | ZS Substation Corrective | Y016 | Closing solenoid fails to operate - jammed core. | X052 |  |  |  | Circuit breakers | [Circuit breaker - Mechanism] | {broken} | (any reason) |  |  | 1 |  | Y016X052 | CB011901
RCM - Zone Substations | Mechanism (closing) clean/lube/repair/replace. | ZS Substation Corrective | Y02D | Closing solenoid fails to operate - jammed plunger. | X053 |  |  |  | Circuit breakers | [Circuit breaker - Mechanism] | {broken} | (any reason) |  |  | 1 |  | Y02DX053 | CB010301
RCM - Zone Substations | Solenoid repair. | ZS Substation Corrective | Y03U | Closing solenoid fails to operate - loose connections. | X054 |  |  |  | Circuit breakers | [Circuit breaker - Mechanism] | {loose} | (any reason) |  |  | 1 |  | Y03UX054 | CB010301
RCM - Zone Substations | Closing solenoid repair / replace. | ZS Substation Corrective | Y016 | Closing solenoid fails to operate - loose solenoid mounting bolts. | X055 |  |  |  | Circuit breakers | [Circuit breaker - Mechanism] | {loose} | (any reason) |  |  | 1 |  | Y016X055 | CB010301
RCM - Zone Substations | Closing solenoid repair / replace. | ZS Substation Corrective | Y016 | Closing solenoid fails to operate - open circuit solenoid coil. | X056 |  |  |  | Circuit breakers | [Circuit breaker - Mechanism - Trip Coil] | {broken} | (any reason) |  |  | 1 |  | Y016X056 | CB011901
RCM - Zone Substations | Mechanism (closing) clean/lube/repair/replace. | ZS Substation Corrective | Y02D | Closing solenoid fails to operate - return springs misaligned. | X057 |  |  |  | Circuit breakers | [Circuit breaker - Mechanism] | {misaligned} | (any reason) |  |  | 1 |  | Y02DX057 | CB010301
RCM - Zone Substations | Clutch plate clean / adjust. | ZS Substation Corrective | Y017 | Clutch fails to charge spring - incorrect adjustment. | X058 |  |  |  | Circuit breakers | [Circuit breaker - Mechanism] | {broken} | (any reason) |  |  | 1 |  | Y017X058 | CB020702
RCM - Zone Substations | Control cabinet clean / repair / replace. | ZS Substation Corrective | Y018 | Control cabinet / CT terminal box contaminant ingress - corrosion. | X05Z |  |  |  | Circuit breakers | [Circuit breaker - Control / Indication - Cubicle] | {contaminated} | (corrosion) |  |  | 1 |  | Y018X05Z | CB010301
RCM - Zone Substations | Control cabinet clean / repair / replace. | ZS Substation Corrective | Y018 | Control cabinet / CT terminal box contaminant ingress - door locking mechanism failure. | X060 |  |  |  | Circuit breakers | [Circuit breaker - Control / Indication - Cubicle] | {contaminated} | (any reason) |  |  | 1 |  | Y018X060 | CB010301
RCM - Zone Substations | Control cabinet seals repair / replace. | ZS Substation Corrective | Y019 | Control cabinet / CT terminal box contaminant ingress - door seal failure. | X061 |  |  |  | Circuit breakers | [Circuit breaker - Control / Indication - Cubicle] | {contaminated} | (any reason) |  |  | 1 |  | Y019X061 | CB010301
RCM - Zone Substations | Control cabinet clean / repair / replace. | ZS Substation Corrective | Y018 | Control cabinet contaminant ingress - corrosion. | X123 |  |  |  | Circuit breakers | [Circuit breaker - Control / Indication - Cubicle] | {contaminated} | (corrosion) |  |  | 1 |  | Y018X123 | CB019902
RCM - Zone Substations | Mechanism eye bolt reseal with silicone. | ZS Substation Corrective | Y06U | Control cabinet contaminant ingress - degraded eye bolt 'O' ring. | X062 |  |  |  | Circuit breakers | [Circuit breaker - Control / Indication - Cubicle] | {contaminated} | (any reason) |  |  | 1 |  | Y06UX062 | CB020702
RCM - Zone Substations | Control cabinet seals repair / replace. | ZS Substation Corrective | Y019 | Control cabinet contaminant ingress - door seal failure. | X124 |  |  |  | Circuit breakers | [Circuit breaker - Control / Indication - Cubicle] | {contaminated} | (any reason) |  |  | 1 |  | Y019X124 | CB019902
RCM - Zone Substations | Control cabinet clean / repair / replace. | ZS Substation Corrective | Y018 | Control cabinet contaminant ingress - locking mech failure. | X125 |  |  |  | Circuit breakers | [Circuit breaker - Control / Indication - Cubicle] | {contaminated} | (any reason) |  |  | 1 |  | Y018X125 | CB019902
RCM - Zone Substations | Control cabinet clean / repair / replace. | ZS Substation Corrective | Y018 | Control cabinet ingress of dust - ingress of airborne particles. | X064 |  |  |  | Circuit breakers | [Circuit breaker - Control / Indication - Cubicle] | {contaminated} | (any reason) |  |  | 1 |  | Y018X064 | CB020703
RCM - Zone Substations | Control cabinet clean / repair / replace. | ZS Substation Corrective | Y018 | Control cabinet ingress of dust - normal dust ingress. | X065 |  |  |  | Circuit breakers | [Circuit breaker - Control / Indication - Cubicle] | {contaminated} | (any reason) |  |  | 1 |  | Y018X065 | CB019902
RCM - Zone Substations | Insect treatment. | ZS Substation Corrective | Y026 | Control cabinet vermin ingress - design fault. | X066 |  |  |  | Circuit breakers | [Circuit breaker - Control / Indication - Cubicle] | {broken} | (wildlife) |  |  | 1 |  | Y026X066 | CB049903
RCM - Zone Substations | CPU control board replace. | ZS Substation Corrective | Y01A | CPU control board fails to operate - internal failure. | X0YB |  |  |  | Circuit breakers | [Circuit breaker - Control / Indication] | {broken} | (any reason) |  |  | 1 |  | Y01AX0YB | CB042601
RCM - Zone Substations | Wiring (connections) repair/tighten. | ZS Substation Corrective | Y06R | CTs open circuit - loose connections. | X06Q |  |  |  | Circuit breakers | [Circuit breaker - Control / Indication] | {loose} | (any reason) |  |  | 1 |  | Y06RX06Q | CB010301
RCM - Zone Substations | Dash pot (shock absorber) repair / replace. | ZS Substation Corrective | Y01F | Damper fails to damp - excessive wear of seals. | X06T |  |  |  | Circuit breakers | [Circuit breaker - Mechanism] | {leaking} | (any reason) |  |  | 1 |  | Y01FX06T | CB021801
RCM - Zone Substations | Dash pot (shock absorber) repair / replace. | ZS Substation Corrective | Y01F | Damper fails to damp - normal operational wear. | X06U |  |  |  | Circuit breakers | [Circuit breaker - Mechanism] | {broken} | (operations) |  |  | 1 |  | Y01FX06U | CB021501
RCM - Zone Substations | Dash pot (shock absorber) repair / replace. | ZS Substation Corrective | Y01F | Dash pot fails to damp - drift out of adjustment. | X06V |  |  |  | Circuit breakers | [Circuit breaker - Mechanism] | {broken} | (any reason) |  |  | 1 |  | Y01FX06V | CB030101
RCM - Zone Substations | Dash pot (shock absorber) repair / replace. | ZS Substation Corrective | Y01F | Dash pot fails to damp - loss of oil. | X06W |  |  |  | Circuit breakers | [Circuit breaker - Mechanism] | {leaking} | (any reason) |  |  | 1 |  | Y01FX06W | CB020702
RCM - Zone Substations | Earth Switch repair/replace. | ZS Substation Corrective | Y07C | Disconnector / earth switch damaged contacts - operational degradation. | X077 |  |  |  | Circuit breakers | [Circuit breaker - Support Structure] | {broken} | (any reason) |  |  | 1 |  | Y07CX077 | CB054501
RCM - Zone Substations | GIS isolator repair / replace. | ZS Substation Corrective | Y01W | Disconnector / earth switch damaged contacts - operational degradation. | X077 |  |  |  | Circuit breakers | [Circuit breaker - Support Structure] | {broken} | (any reason) |  |  | 2 |  | Y01WX077 | CB054501
RCM - Zone Substations | Mechanism lubricate / realign / repair. | ZS Substation Corrective | Y02J | Drive belt broken/worn - age. | X08R |  |  |  | Circuit breakers | [Circuit breaker - Mechanism] | {broken} | (any reason) |  |  | 1 |  | Y02JX08R | CB021501
RCM - Zone Substations | Mechanism lubricate / realign / repair. | ZS Substation Corrective | Y02J | Drive chain broken/jumps sprockets - fatigue/corrosion. | X08S |  |  |  | Circuit breakers | [Circuit breaker - Mechanism] | {broken} | (corrosion) |  |  | 1 |  | Y02JX08S | CB021501
RCM - Zone Substations | GIS High speed earthing switch repair. | ZS Substation Corrective | Y01V | Earth switch damaged contacts - closure onto faults. | X09U |  |  |  | Circuit breakers | [Circuit breaker - Support Structure] | {broken} | (any reason) |  |  | 1 |  | Y01VX09U | CB054502
RCM - Zone Substations | Earth Switch repair/replace. | ZS Substation Corrective | Y07C | Earth switch defective - operational degradation. | X09V |  |  |  | Circuit breakers | [Circuit breaker - Support Structure] | {broken} | (any reason) |  |  | 1 |  | Y07CX09V | CB054501
RCM - Zone Substations | Interlocking mechanism adjust / repair / replace. | ZS Substation Corrective | Y07H | Electrical interlocks burnt - overloaded/age. | X0A0 |  |  |  | Circuit breakers | [Circuit breaker - Mechanism] | {broken} | (any reason) |  |  | 1 |  | Y07HX0A0 | CB045301
RCM - Zone Substations | Racking mechanism interlock repair/replace. | ZS Substation Corrective | Y039 | Electrical interlocks burnt - overloaded/age. | X0A0 |  |  |  | Circuit breakers | [Circuit breaker - Mechanism] | {broken} | (any reason) |  |  | 2 |  | Y039X0A0 | CB030103
RCM - Zone Substations | Mechanism lubricate / realign / repair. | ZS Substation Corrective | Y02J | External drive shift broken - misaligned mechanism. | X0YJ |  |  |  | Circuit breakers | [Circuit breaker - Mechanism] | {misaligned} | (any reason) |  |  | 1 |  | Y02JX0YJ | CB021501
RCM - Zone Substations | Recloser firmware update. | ZS Substation Corrective | Y03E | Firmware operating system failure - corrupt firmware. | X0C1 |  |  |  | Circuit breakers | [Circuit breaker - Control / Indication] | {broken} | (any reason) |  |  | 1 |  | Y03EX0C1 | CB049903
RCM - Zone Substations | Steelwork corrosion treatment. | ZS Substation Corrective | Y07X | Footings footing degradation - anchor bolts corroded. | X0CC |  |  |  | Circuit breakers | [Circuit breaker - Support Structure] | {broken} | (any reason) |  |  | 1 |  | Y07XX0CC | CB010301
RCM - Zone Substations | Report footing damage for assessment. | ZS Substation Corrective | Y03K | Footings footing degradation - subsidence. | X0CD |  |  |  | Circuit breakers | [Circuit breaker - Support Structure] | {broken} | (any reason) |  |  | 1 |  | Y03KX0CD | CB010301
RCM - Zone Substations | 'O' ring & seals replace and re-gas. | ZS Substation Corrective | Y02L | Gas chamber loses SF6 gas pressure - damaged 'O' rings / degraded seals. | X0CF |  |  |  | Circuit breakers | [Circuit breaker - Housing] | {leaking} | (any reason) |  |  | 1 |  | Y02LX0CF | CB030103
RCM - Zone Substations | CB replace. | ZS Substation Corrective | Y077 | Gas chamber SF6 gas degrades - fault operations. | X0CG |  |  |  | Circuit breakers | [Circuit breaker - Insulation] | {loss of dielectric strength} | (operations) |  |  | 1 |  | Y077X0CG | CB030103
RCM - Zone Substations | SF6 gas replace. | ZS Substation Corrective | Y03P | Gas chamber SF6 gas degrades - fault operations. | X0CG |  |  |  | Circuit breakers | [Circuit breaker - Insulation] | {loss of dielectric strength} | (operations) |  |  | 2 |  | Y03PX0CG | CB030103
RCM - Zone Substations | CB replace. | ZS Substation Corrective | Y077 | Gas chamber SF6 gas degrades - normal operation. | X0CH |  |  |  | Circuit breakers | [Circuit breaker - Insulation] | {loss of dielectric strength} | (operations) |  |  | 1 |  | Y077X0CH | CB030103
RCM - Zone Substations | SF6 gas replace. | ZS Substation Corrective | Y03P | Gas chamber SF6 gas degrades - normal operation. | X0CH |  |  |  | Circuit breakers | [Circuit breaker - Insulation] | {loss of dielectric strength} | (operations) |  |  | 2 |  | Y03PX0CH | CB030103
RCM - Zone Substations | Gas monitor replace & SF6 gas refill. | ZS Substation Corrective | Y01S | Gas density monitor fails - internal defect. | X0YN |  |  |  | Circuit breakers | [Circuit breaker - Control / Indication] | {broken} | (any reason) |  |  | 1 |  | Y01SX0YN | CB030103
RCM - Zone Substations | Recloser replace. | ZS Substation Corrective | Y06V | Gas loss of dielectric strength - low gas. | X0CJ |  |  |  | Circuit breakers | [Circuit breaker - Housing] | {leaking} | (any reason) |  |  | 1 |  | Y06VX0CJ | CB049903
RCM - Zone Substations | SF6 leak repair & replace SF6 gas. | ZS Substation Corrective | Y03R | Gas loss of dielectric strength - low gas. | X0CJ |  |  |  | Circuit breakers | [Circuit breaker - Housing] | {leaking} | (any reason) |  |  | 2 |  | Y03RX0CJ | CB049903
RCM - Zone Substations | Recloser replace. | ZS Substation Corrective | Y06V | Gas loss of dielectric strength - moisture. | X0CK |  |  |  | Circuit breakers | [Circuit breaker - Insulation] | {contaminated} | (any reason) |  |  | 1 |  | Y06VX0CK | CB049903
RCM - Zone Substations | SF6 gas replace. | ZS Substation Corrective | Y03P | Gas pressure density monitor fails - internal defect. | X0CL |  |  |  | Circuit breakers | [Circuit breaker - Control / Indication] | {broken} | (any reason) |  |  | 1 |  | Y03PX0CL | CB031001
RCM - Zone Substations | Heater repair. | ZS Substation Corrective | Y01Z | Heater does not switch off - thermostat failure. | X0D2 |  |  |  | Circuit breakers | [Circuit breaker - Control / Indication - Cubicle] | {broken} | (any reason) |  |  | 1 |  | Y01ZX0D2 | CB020703
RCM - Zone Substations | Control cabinet clean / repair / replace. | ZS Substation Corrective | Y018 | Heater fails to operate - open circuit failure. | X0D3 |  |  |  | Circuit breakers | [Circuit breaker - Control / Indication - Cubicle] | {broken} | (any reason) |  |  | 1 |  | Y018X0D3 | CB020702
Conductors | Conductor - Replace Ties | Defects | CTRE | Preform Fitting Damaged |  | Conductor Ties | damaged | any reason | Pole Top Equipment | [Conductor Ties - Tie] | {broken} | (unknown) | unknown | unknown | 1 | replace
RCM - Zone Substations | Heater repair. | ZS Substation Corrective | Y01Z | Heater fails to operate - open circuit failure. | X0D3 |  |  |  | Circuit breakers | [Circuit breaker - Control / Indication - Cubicle] | {broken} | (any reason) |  |  | 2 |  | Y01ZX0D3 | CB010301
RCM - Zone Substations | CB repair. | ZS Substation Corrective | Y076 | Insulated drive rod defective - mechanical failure. | X0YR |  |  |  | Circuit breakers | [Circuit breaker - Mechanism] | {broken} | (any reason) |  |  | 1 |  | Y076X0YR | CB034502
RCM - Zone Substations | CB replace. | ZS Substation Corrective | Y077 | Insulated drive rod defective - mechanical failure. | X0YR |  |  |  | Circuit breakers | [Circuit breaker - Mechanism] | {broken} | (any reason) |  |  | 2 |  | Y077X0YR | CB034502
RCM - Zone Substations | CB pole replace. | ZS Substation Corrective | Y00X | Insulated drive rod tracking - excessive moisture in oil combined with manufacturing defect. | X0DP |  |  |  | Circuit breakers | [Circuit breaker - Mechanism] | {contaminated} | (any reason) |  |  | 1 |  | Y00XX0DP | CB020703
RCM - Zone Substations | CB replace. | ZS Substation Corrective | Y077 | Insulated drive rod tracking - excessive moisture in oil combined with manufacturing defect. | X0DP |  |  |  | Circuit breakers | [Circuit breaker - Mechanism] | {contaminated} | (any reason) |  |  | 2 |  | Y077X0DP | CB020703
RCM - Zone Substations | CB pole replace. | ZS Substation Corrective | Y00X | Insulated drive rod tracking - moisture ingress. | X0DQ |  |  |  | Circuit breakers | [Circuit breaker - Mechanism] | {contaminated} | (any reason) |  |  | 1 |  | Y00XX0DQ | CB020704
RCM - Zone Substations | CB replace. | ZS Substation Corrective | Y077 | Insulated drive rod tracking - moisture ingress. | X0DQ |  |  |  | Circuit breakers | [Circuit breaker - Mechanism] | {contaminated} | (any reason) |  |  | 2 |  | Y077X0DQ | CB020704
RCM - Zone Substations | Manufacturer's modifications install. | ZS Substation Corrective | Y02C | Insulated operating rod broken - misaligned drive mechanism. | X0DR |  |  |  | Circuit breakers | [Circuit breaker - Mechanism] | {misaligned} | (any reason) |  |  | 1 |  | Y02CX0DR | CB044101
RCM - Zone Substations | Interlocking mechanism adjust / repair / replace. | ZS Substation Corrective | Y07H | Interlock assembly damaged - loose bolts. | X0E6 |  |  |  | Circuit breakers | [Circuit breaker - Mechanism] | {loose} | (any reason) |  |  | 1 |  | Y07HX0E6 | CB044101
RCM - Zone Substations | Bus interlock repair / replace. | ZS Substation Corrective | Y00Q | Interlock assembly failure to select correct busbar - incorrect alignment of selection bar. | X0E7 |  |  |  | Circuit breakers | [Circuit breaker - Control / Indication] | {broken} | (any reason) |  |  | 1 |  | Y00QX0E7 | CB012001
RCM - Zone Substations | CB010301 Full Maintenance - 6 yr | ZS Substation Preventative | Z002 | [5 empty] | Circuit breakers | [5 empty] | 0 |  | Z002 | #N/A
RCM - Zone Substations | CB010301 Operational Check - 3 yr | ZS Substation Preventative | Z001 | [5 empty] | Circuit breakers | [5 empty] | 0 |  | Z001 | #N/A
RCM - Zone Substations | CB011901 Full Maintenance - 6 yr | ZS Substation Preventative | Z004 | [5 empty] | Circuit breakers | [5 empty] | 0 |  | Z004 | #N/A
RCM - Zone Substations | CB011901 Operational Check - 3 yr | ZS Substation Preventative | Z003 | [5 empty] | Circuit breakers | [5 empty] | 0 |  | Z003 | #N/A
RCM - Zone Substations | CB012001 Full Maintenance - 6 yr | ZS Substation Preventative | Z006 | [5 empty] | Circuit breakers | [5 empty] | 0 |  | Z006 | #N/A
RCM - Zone Substations | CB012001 Operational Check - 3 yr | ZS Substation Preventative | Z005 | [5 empty] | Circuit breakers | [5 empty] | 0 |  | Z005 | #N/A
RCM - Zone Substations | CB014001 Full Maintenance - 6 yr | ZS Substation Preventative | Z008 | [5 empty] | Circuit breakers | [5 empty] | 0 |  | Z008 | #N/A
RCM - Zone Substations | CB014001 Operational Check - 3 yr | ZS Substation Preventative | Z007 | [5 empty] | Circuit breakers | [5 empty] | 0 |  | Z007 | #N/A
RCM - Zone Substations | CB014601 Full Maintenance - 6 yr | ZS Substation Preventative | Z010 | [5 empty] | Circuit breakers | [5 empty] | 0 |  | Z010 | #N/A
RCM - Zone Substations | CB014601 Operational Check - 3 yr | ZS Substation Preventative | Z009 | [5 empty] | Circuit breakers | [5 empty] | 0 |  | Z009 | #N/A
RCM - Zone Substations | CB019901 Full Maintenance - 6 yr | ZS Substation Preventative | Z012 | [5 empty] | Circuit breakers | [5 empty] | 0 |  | Z012 | #N/A
RCM - Zone Substations | CB019901 Operational Check - 3 yr | ZS Substation Preventative | Z011 | [5 empty] | Circuit breakers | [5 empty] | 0 |  | Z011 | #N/A
RCM - Zone Substations | CB019902 Full Maintenance - 3 yr | ZS Substation Preventative | Z013 | [5 empty] | Circuit breakers | [5 empty] | 0 |  | Z013 | #N/A
RCM - Zone Substations | CB020702 Full Maintenance - 6 yr | ZS Substation Preventative | Z015 | [5 empty] | Circuit breakers | [5 empty] | 0 |  | Z015 | #N/A
RCM - Zone Substations | CB020702 Operational Check - 3 yr | ZS Substation Preventative | Z014 | [5 empty] | Circuit breakers | [5 empty] | 0 |  | Z014 | #N/A
RCM - Zone Substations | CB020703 Full Maintenance - 4 yr | ZS Substation Preventative | Z018 | [5 empty] | Circuit breakers | [5 empty] | 0 |  | Z018 | #N/A
RCM - Zone Substations | CB020703 Minor Maintenance - 2 yr | ZS Substation Preventative | Z016 | [5 empty] | Circuit breakers | [5 empty] | 0 |  | Z016 | #N/A
RCM - Zone Substations | CB020703 Operational Check - 3 yr | ZS Substation Preventative | Z017 | [5 empty] | Circuit breakers | [5 empty] | 0 |  | Z017 | #N/A
RCM - Zone Substations | CB020704 Full Maintenance - 6 yr | ZS Substation Preventative | Z020 | [5 empty] | Circuit breakers | [5 empty] | 0 |  | Z020 | #N/A
RCM - Zone Substations | CB020704 Operational Check - 3 yr | ZS Substation Preventative | Z019 | [5 empty] | Circuit breakers | [5 empty] | 0 |  | Z019 | #N/A
RCM - Zone Substations | CB021501 Full Maintenance - 6 yr | ZS Substation Preventative | Z022 | [5 empty] | Circuit breakers | [5 empty] | 0 |  | Z022 | #N/A
RCM - Zone Substations | CB021501 Operational Check - 3 yr | ZS Substation Preventative | Z021 | [5 empty] | Circuit breakers | [5 empty] | 0 |  | Z021 | #N/A
RCM - Zone Substations | CB021801 Full Maintenance - 6 yr | ZS Substation Preventative | Z024 | [5 empty] | Circuit breakers | [5 empty] | 0 |  | Z024 | #N/A
RCM - Zone Substations | CB021801 Operational Check - 3 yr | ZS Substation Preventative | Z023 | [5 empty] | Circuit breakers | [5 empty] | 0 |  | Z023 | #N/A
RCM - Zone Substations | CB029901 Full Maintenance - 6 yr | ZS Substation Preventative | Z026 | [5 empty] | Circuit breakers | [5 empty] | 0 |  | Z026 | #N/A
RCM - Zone Substations | CB029901 Operational Check - 3 yr | ZS Substation Preventative | Z025 | [5 empty] | Circuit breakers | [5 empty] | 0 |  | Z025 | #N/A
RCM - Zone Substations | CB030101 Full Maintenance - 12 yr | ZS Substation Preventative | Z028 | [5 empty] | Circuit breakers | [5 empty] | 0 |  | Z028 | #N/A
RCM - Zone Substations | CB030101 Operational Check - 3 yr | ZS Substation Preventative | Z027 | [5 empty] | Circuit breakers | [5 empty] | 0 |  | Z027 | #N/A
RCM - Zone Substations | CB030102 Full Maintenance - 12 yr | ZS Substation Preventative | Z030 | [5 empty] | Circuit breakers | [5 empty] | 0 |  | Z030 | #N/A
RCM - Zone Substations | CB030102 Operational Check - 3 yr | ZS Substation Preventative | Z029 | [5 empty] | Circuit breakers | [5 empty] | 0 |  | Z029 | #N/A
RCM - Zone Substations | CB030103 Full Maintenance - 12 yr | ZS Substation Preventative | Z032 | [5 empty] | Circuit breakers | [5 empty] | 0 |  | Z032 | #N/A
RCM - Zone Substations | CB030103 Operational Check - 3 yr | ZS Substation Preventative | Z031 | [5 empty] | Circuit breakers | [5 empty] | 0 |  | Z031 | #N/A
RCM - Zone Substations | CB030104 Full Maintenance - 12 yr | ZS Substation Preventative | Z034 | [5 empty] | Circuit breakers | [5 empty] | 0 |  | Z034 | #N/A
RCM - Zone Substations | CB030104 Operational Check - 3 yr | ZS Substation Preventative | Z033 | [5 empty] | Circuit breakers | [5 empty] | 0 |  | Z033 | #N/A
RCM - Zone Substations | CB031001 Full Maintenance - 12 yr | ZS Substation Preventative | Z036 | [5 empty] | Circuit breakers | [5 empty] | 0 |  | Z036 | #N/A
RCM - Zone Substations | CB031001 Operational Check - 3 yr | ZS Substation Preventative | Z035 | [5 empty] | Circuit breakers | [5 empty] | 0 |  | Z035 | #N/A
RCM - Zone Substations | CB032301 Full Maintenance - 12 yr | ZS Substation Preventative | Z038 | [5 empty] | Circuit breakers | [5 empty] | 0 |  | Z038 | #N/A
RCM - Zone Substations | CB032301 Operational Check - 3 yr | ZS Substation Preventative | Z037 | [5 empty] | Circuit breakers | [5 empty] | 0 |  | Z037 | #N/A
RCM - Zone Substations | CB033301 Full Maintenance - 12 yr | ZS Substation Preventative | Z040 | [5 empty] | Circuit breakers | [5 empty] | 0 |  | Z040 | #N/A
RCM - Zone Substations | CB033301 Operational Check - 3 yr | ZS Substation Preventative | Z039 | [5 empty] | Circuit breakers | [5 empty] | 0 |  | Z039 | #N/A
RCM - Zone Substations | CB034501 Full Maintenance - 12 yr | ZS Substation Preventative | Z042 | [5 empty] | Circuit breakers | [5 empty] | 0 |  | Z042 | #N/A
RCM - Zone Substations | CB034501 Operational Check - 3 yr | ZS Substation Preventative | Z041 | [5 empty] | Circuit breakers | [5 empty] | 0 |  | Z041 | #N/A
RCM - Zone Substations | CB034502 Full Maintenance - 12 yr | ZS Substation Preventative | Z044 | [5 empty] | Circuit breakers | [5 empty] | 0 |  | Z044 | #N/A
RCM - Zone Substations | CB034502 Operational Check - 3 yr | ZS Substation Preventative | Z043 | [5 empty] | Circuit breakers | [5 empty] | 0 |  | Z043 | #N/A
RCM - Zone Substations | CB034801 Full Maintenance - 12 yr | ZS Substation Preventative | Z046 | [5 empty] | Circuit breakers | [5 empty] | 0 |  | Z046 | #N/A
RCM - Zone Substations | CB034801 Operational Check - 3 yr | ZS Substation Preventative | Z045 | [5 empty] | Circuit breakers | [5 empty] | 0 |  | Z045 | #N/A
RCM - Zone Substations | CB035401 Full Maintenance - 12 yr | ZS Substation Preventative | Z048 | [5 empty] | Circuit breakers | [5 empty] | 0 |  | Z048 | #N/A
RCM - Zone Substations | CB035401 Operational Check - 3 yr | ZS Substation Preventative | Z047 | [5 empty] | Circuit breakers | [5 empty] | 0 |  | Z047 | #N/A
RCM - Zone Substations | CB039901 Full Maintenance - 12 yr | ZS Substation Preventative | Z050 | [5 empty] | Circuit breakers | [5 empty] | 0 |  | Z050 | #N/A
RCM - Zone Substations | CB039901 Operational Check - 3 yr | ZS Substation Preventative | Z049 | [5 empty] | Circuit breakers | [5 empty] | 0 |  | Z049 | #N/A
RCM - Zone Substations | CB039902 Full Maintenance - 12 yr | ZS Substation Preventative | Z052 | [5 empty] | Circuit breakers | [5 empty] | 0 |  | Z052 | #N/A
RCM - Zone Substations | CB039902 Operational Check - 3 yr | ZS Substation Preventative | Z051 | [5 empty] | Circuit breakers | [5 empty] | 0 |  | Z051 | #N/A
RCM - Zone Substations | CB040104 Full Maintenance - 12 yr | ZS Substation Preventative | Z054 | [5 empty] | Circuit breakers | [5 empty] | 0 |  | Z054 | #N/A
RCM - Zone Substations | CB040104 Operational Check - 3 yr | ZS Substation Preventative | Z053 | [5 empty] | Circuit breakers | [5 empty] | 0 |  | Z053 | #N/A
RCM - Zone Substations | CB040501 Full Maintenance - 12 yr | ZS Substation Preventative | Z056 | [5 empty] | Circuit breakers | [5 empty] | 0 |  | Z056 | #N/A
RCM - Zone Substations | CB040501 Operational Check - 3 yr | ZS Substation Preventative | Z055 | [5 empty] | Circuit breakers | [5 empty] | 0 |  | Z055 | #N/A
RCM - Zone Substations | CB041701 Full Maintenance - 12 yr | ZS Substation Preventative | Z058 | [5 empty] | Circuit breakers | [5 empty] | 0 |  | Z058 | #N/A
RCM - Zone Substations | CB041701 Operational Check - 3 yr | ZS Substation Preventative | Z057 | [5 empty] | Circuit breakers | [5 empty] | 0 |  | Z057 | #N/A
RCM - Zone Substations | CB042301 Full Maintenance - 12 yr | ZS Substation Preventative | Z060 | [5 empty] | Circuit breakers | [5 empty] | 0 |  | Z060 | #N/A
RCM - Zone Substations | CB042301 Operational Check - 3 yr | ZS Substation Preventative | Z059 | [5 empty] | Circuit breakers | [5 empty] | 0 |  | Z059 | #N/A
RCM - Zone Substations | CB042401 Full Maintenance - 12 yr | ZS Substation Preventative | Z062 | [5 empty] | Circuit breakers | [5 empty] | 0 |  | Z062 | #N/A
RCM - Zone Substations | CB042401 Operational Check - 3 yr | ZS Substation Preventative | Z061 | [5 empty] | Circuit breakers | [5 empty] | 0 |  | Z061 | #N/A
RCM - Zone Substations | CB042601 Full Maintenance - 12 yr | ZS Substation Preventative | Z064 | [5 empty] | Circuit breakers | [5 empty] | 0 |  | Z064 | #N/A
RCM - Zone Substations | CB042601 Operational Check - 3 yr | ZS Substation Preventative | Z063 | [5 empty] | Circuit breakers | [5 empty] | 0 |  | Z063 | #N/A
RCM - Zone Substations | CB042602 Full Maintenance - 12 yr | ZS Substation Preventative | Z066 | [5 empty] | Circuit breakers | [5 empty] | 0 |  | Z066 | #N/A
RCM - Zone Substations | CB042602 Operational Check - 3 yr | ZS Substation Preventative | Z065 | [5 empty] | Circuit breakers | [5 empty] | 0 |  | Z065 | #N/A
RCM - Zone Substations | CB042603 Full Maintenance - 12 yr | ZS Substation Preventative | Z068 | [5 empty] | Circuit breakers | [5 empty] | 0 |  | Z068 | #N/A
RCM - Zone Substations | CB042603 Operational Check - 3 yr | ZS Substation Preventative | Z067 | [5 empty] | Circuit breakers | [5 empty] | 0 |  | Z067 | #N/A
RCM - Zone Substations | CB043501 Full Maintenance - 12 yr | ZS Substation Preventative | Z070 | [5 empty] | Circuit breakers | [5 empty] | 0 |  | Z070 | #N/A
RCM - Zone Substations | CB043501 Operational Check - 3 yr | ZS Substation Preventative | Z069 | [5 empty] | Circuit breakers | [5 empty] | 0 |  | Z069 | #N/A
RCM - Zone Substations | CB043801 Full Maintenance - 12 yr | ZS Substation Preventative | Z072 | [5 empty] | Circuit breakers | [5 empty] | 0 |  | Z072 | #N/A
RCM - Zone Substations | CB043801 Operational Check - 3 yr | ZS Substation Preventative | Z071 | [5 empty] | Circuit breakers | [5 empty] | 0 |  | Z071 | #N/A
RCM - Zone Substations | CB044101 Full Maintenance - 12 yr | ZS Substation Preventative | Z074 | [5 empty] | Circuit breakers | [5 empty] | 0 |  | Z074 | #N/A
RCM - Zone Substations | CB044101 Operational Check - 3 yr | ZS Substation Preventative | Z073 | [5 empty] | Circuit breakers | [5 empty] | 0 |  | Z073 | #N/A
RCM - Zone Substations | CB044501 Full Maintenance - 12 yr | ZS Substation Preventative | Z076 | [5 empty] | Circuit breakers | [5 empty] | 0 |  | Z076 | #N/A
RCM - Zone Substations | CB044501 Operational Check - 3 yr | ZS Substation Preventative | Z075 | [5 empty] | Circuit breakers | [5 empty] | 0 |  | Z075 | #N/A
RCM - Zone Substations | CB044503 Full Maintenance - 12 yr | ZS Substation Preventative | Z078 | [5 empty] | Circuit breakers | [5 empty] | 0 |  | Z078 | #N/A
RCM - Zone Substations | CB044503 Operational Check - 3 yr | ZS Substation Preventative | Z077 | [5 empty] | Circuit breakers | [5 empty] | 0 |  | Z077 | #N/A
RCM - Zone Substations | CB045301 Full Maintenance - 12 yr | ZS Substation Preventative | Z080 | [5 empty] | Circuit breakers | [5 empty] | 0 |  | Z080 | #N/A
RCM - Zone Substations | CB045301 Operational Check - 3 yr | ZS Substation Preventative | Z079 | [5 empty] | Circuit breakers | [5 empty] | 0 |  | Z079 | #N/A
RCM - Zone Substations | CB049901 Full Maintenance - 12 yr | ZS Substation Preventative | Z082 | [5 empty] | Circuit breakers | [5 empty] | 0 |  | Z082 | #N/A
RCM - Zone Substations | CB049901 Operational Check - 3 yr | ZS Substation Preventative | Z081 | [5 empty] | Circuit breakers | [5 empty] | 0 |  | Z081 | #N/A
RCM - Zone Substations | CB049902 Full Maintenance - 12 yr | ZS Substation Preventative | Z084 | [5 empty] | Circuit breakers | [5 empty] | 0 |  | Z084 | #N/A
RCM - Zone Substations | CB049902 Operational Check - 3 yr | ZS Substation Preventative | Z083 | [5 empty] | Circuit breakers | [5 empty] | 0 |  | Z083 | #N/A
RCM - Zone Substations | CB049903 Full Maintenance - 3 yr | ZS Substation Preventative | Z085 | [5 empty] | Circuit breakers | [5 empty] | 0 |  | Z085 | #N/A
RCM - Zone Substations | CB049904 Full Maintenance - 12 yr | ZS Substation Preventative | Z215 | [5 empty] | Circuit breakers | [5 empty] | 0 |  | Z215 | #N/A
RCM - Zone Substations | CB049904 Operational Check - 3 yr | ZS Substation Preventative | Z214 | [5 empty] | Circuit breakers | [5 empty] | 0 |  | Z214 | #N/A
RCM - Zone Substations | CB049905 Full Maintenance - 3 yr | ZS Substation Preventative | Z232 | [5 empty] | Circuit breakers | [5 empty] | 0 |  | Z232 | #N/A
RCM - Zone Substations | CB054501 Full Maintenance - 12 yr | ZS Substation Preventative | Z087 | [5 empty] | Circuit breakers | [5 empty] | 0 |  | Z087 | #N/A
RCM - Zone Substations | CB054501 Operational Check - 3 yr | ZS Substation Preventative | Z086 | [5 empty] | Circuit breakers | [5 empty] | 0 |  | Z086 | #N/A
RCM - Zone Substations | CB054502 Full Maintenance - 12 yr | ZS Substation Preventative | Z089 | [5 empty] | Circuit breakers | [5 empty] | 0 |  | Z089 | #N/A
RCM - Zone Substations | CB054502 Operational Check - 3 yr | ZS Substation Preventative | Z088 | [5 empty] | Circuit breakers | [5 empty] | 0 |  | Z088 | #N/A
RCM - Zone Substations | CB055401 Full Maintenance - 12 yr | ZS Substation Preventative | Z091 | [5 empty] | Circuit breakers | [5 empty] | 0 |  | Z091 | #N/A
RCM - Zone Substations | CB055401 Operational Check - 3 yr | ZS Substation Preventative | Z090 | [5 empty] | Circuit breakers | [5 empty] | 0 |  | Z090 | #N/A
RCM - Zone Substations | CB059901 Full Maintenance - 12 yr | ZS Substation Preventative | Z093 | [5 empty] | Circuit breakers | [5 empty] | 0 |  | Z093 | #N/A
RCM - Zone Substations | CB059901 Operational Check - 3 yr | ZS Substation Preventative | Z092 | [5 empty] | Circuit breakers | [5 empty] | 0 |  | Z092 | #N/A
RCM - Zone Substations | CB065701 Full Maintenance - 12 yr | ZS Substation Preventative | Z095 | [5 empty] | Circuit breakers | [5 empty] | 0 |  | Z095 | #N/A
RCM - Zone Substations | CB065701 Operational Check - 3 yr | ZS Substation Preventative | Z094 | [5 empty] | Circuit breakers | [5 empty] | 0 |  | Z094 | #N/A
RCM - Zone Substations | Turbulator clean/repair/replace. | ZS Substation Corrective | Y05R | Interrupter / turbulator bottom plate broken - age degradation. | X0EB |  |  |  | Circuit breakers | [Circuit breaker - Interrupter] | {broken} | (any reason) |  |  | 1 |  | Y05RX0EB | CB014001
RCM - Zone Substations | Turbulator clean/repair/replace. | ZS Substation Corrective | Y05R | Interrupter / turbulator poor arc extinguishing - degraded turbulator components. | X0EC |  |  |  | Circuit breakers | [Circuit breaker - Interrupter] | {broken} | (any reason) |  |  | 1 |  | Y05RX0EC | CB014001
RCM - Zone Substations | Turbulator clean/repair/replace. | ZS Substation Corrective | Y05R | Interrupter / turbulator poor arc extinguishing - excessive carbon (fault operations). | X0ED |  |  |  | Circuit breakers | [Circuit breaker - Interrupter] | {broken} | (operations) |  |  | 1 |  | Y05RX0ED | CB014001
RCM - Zone Substations | Vacuum interrupter adjust / repair / replace. | ZS Substation Corrective | Y06K | Interrupter contacts damaged contacts - closure onto faults / operational use. | X0EE |  |  |  | Circuit breakers | [Circuit breaker - Interrupter] | {broken} | (operations) |  |  | 1 |  | Y06KX0EE | CB054501
RCM - Zone Substations | Turbulator clean/repair/replace. | ZS Substation Corrective | Y05R | Interrupter poor arc extinguishing - excessive carbon (fault operations). | X0EF |  |  |  | Circuit breakers | [Circuit breaker - Interrupter] | {contaminated} | (operations) |  |  | 1 |  | Y05RX0EF | CB011901
RCM - Zone Substations | Turbulator clean/repair/replace. | ZS Substation Corrective | Y05R | Interrupter poor arc extinguishing - excessive carbon (normal operations). | X0EG |  |  |  | Circuit breakers | [Circuit breaker - Interrupter] | {contaminated} | (operations) |  |  | 1 |  | Y05RX0EG | CB011901
RCM - Zone Substations | Turbulator clean/repair/replace. | ZS Substation Corrective | Y05R | Interrupter poor arc extinguishing - excessive carbon. | X0EH |  |  |  | Circuit breakers | [Circuit breaker - Interrupter] | {contaminated} | (any reason) |  |  | 1 |  | Y05RX0EH | CB012001
RCM - Zone Substations | GIS isolator repair / replace. | ZS Substation Corrective | Y01W | Isolator damaged contacts - closure onto faults / operational use. | X0YS |  |  |  | Circuit breakers | [Circuit breaker - Support Structure] | {broken} | (any reason) |  |  | 1 |  | Y01WX0YS | CB054501
RCM - Zone Substations | Dash pot (shock absorber) repair / replace. | ZS Substation Corrective | Y01F | Lower dash pot fails to damp - excessive wear of seals / oil leak. | X0EZ |  |  |  | Circuit breakers | [Circuit breaker - Mechanism] | {leaking} | (any reason) |  |  | 1 |  | Y01FX0EZ | CB020703
RCM - Zone Substations | Main contacts repair / replace. | ZS Substation Corrective | Y02B | Main / Arc contacts damaged / worn - arcing (fault operations). | X0F0 |  |  |  | Circuit breakers | [Circuit breaker - Primary Contacts] | {damaged} | (operations) |  |  | 1 |  | Y02BX0F0 | CB010301
RCM - Zone Substations | Main contacts repair / replace. | ZS Substation Corrective | Y02B | Main / Arc contacts damaged / worn - arcing (normal operations). | X0F1 |  |  |  | Circuit breakers | [Circuit breaker - Primary Contacts] | {damaged} | (operations) |  |  | 1 |  | Y02BX0F1 | CB010301
RCM - Zone Substations | Main contacts repair / replace. | ZS Substation Corrective | Y02B | Main / Arc contacts damaged / worn - contact penetration altered - fault ops. | X0F2 |  |  |  | Circuit breakers | [Circuit breaker - Primary Contacts] | {damaged} | (any reason) |  |  | 1 |  | Y02BX0F2 | CB010301
RCM - Zone Substations | Main contacts repair / replace. | ZS Substation Corrective | Y02B | Main / Arc contacts damaged / worn - contact penetration altered - normal wear. | X0F3 |  |  |  | Circuit breakers | [Circuit breaker - Primary Contacts] | {damaged} | (any reason) |  |  | 1 |  | Y02BX0F3 | CB010301
RCM - Zone Substations | Main contacts repair / replace. | ZS Substation Corrective | Y02B | Main / Arc contacts high contact resistance - arcing (fault operations). | X0F4 |  |  |  | Circuit breakers | [Circuit breaker - Primary Contacts] | {high resistance} | (operations) |  |  | 1 |  | Y02BX0F4 | CB010301
RCM - Zone Substations | Clean up oil from output of oil water separator | ZS Substation Corrective | Y08O | [11 empty] | 0 |  | Y08O | #N/A
RCM - Zone Substations | Main contacts repair / replace. | ZS Substation Corrective | Y02B | Main / Arc contacts high contact resistance - skin effects of copper contacts. | X0F5 |  |  |  | Circuit breakers | [Circuit breaker - Primary Contacts] | {high resistance} | (any reason) |  |  | 1 |  | Y02BX0F5 | CB010301
RCM - Zone Substations | Main contacts repair / replace. | ZS Substation Corrective | Y02B | Main / Arc contacts uneven phase op. - contact adjustment drift. | X0F6 |  |  |  | Circuit breakers | [Circuit breaker - Primary Contacts] | {broken} | (any reason) |  |  | 1 |  | Y02BX0F6 | CB010301
RCM - Zone Substations | CB truck repair. | ZS Substation Corrective | Y012 | Main contact housing loss of I.R. - internal defect. | X0FD |  |  |  | Circuit breakers | [Circuit breaker - Insulation] | {loss of dielectric strength} | (any reason) |  |  | 1 |  | Y012X0FD | CB030103
RCM - Zone Substations | Commissioning - Circuit Breaker | ZS Projects | W008 | [5 empty] | Circuit breakers | [5 empty] | 0 |  | W008 | #N/A
RCM - Zone Substations | CB truck replace. | ZS Substation Corrective | Y013 | Main contact housing loss of I.R. - internal defect. | X0FD |  |  |  | Circuit breakers | [Circuit breaker - Insulation] | {loss of dielectric strength} | (any reason) |  |  | 2 |  | Y013X0FD | CB030103
RCM - Zone Substations | Bushing repair. | ZS Substation Corrective | Y00R | Main contact housing loss of I.R. - surface contamination. | X0FE |  |  |  | Circuit breakers | [Circuit breaker - Insulation] | {loss of dielectric strength} | (surface contamination) |  |  | 1 |  | Y00RX0FE | CB030103
RCM - Zone Substations | Bushing repair. | ZS Substation Corrective | Y00R | Main contact housing mechanical damage - operational impacts. | X0FF |  |  |  | Circuit breakers | [Circuit breaker - Housing] | {broken} | (operations) |  |  | 1 |  | Y00RX0FF | CB030103
RCM - Zone Substations | Bushing replace. | ZS Substation Corrective | Y00S | Main contact housing mechanical damage - operational impacts. | X0FF |  |  |  | Circuit breakers | [Circuit breaker - Housing] | {broken} | (operations) |  |  | 2 |  | Y00SX0FF | CB030103
RCM - Zone Substations | CB replace. | ZS Substation Corrective | Y077 | Main contacts damaged / worn - arcing (fault operations). | X0FG |  |  |  | Circuit breakers | [Circuit breaker - Primary Contacts] | {damaged} | (operations) |  |  | 1 |  | Y077X0FG | CB030101
RCM - Zone Substations | CB truck repair. | ZS Substation Corrective | Y012 | Main contacts damaged / worn - arcing (fault operations). | X0FG |  |  |  | Circuit breakers | [Circuit breaker - Primary Contacts] | {damaged} | (operations) |  |  | 2 |  | Y012X0FG | CB031001
RCM - Zone Substations | CB truck replace. | ZS Substation Corrective | Y013 | Main contacts damaged / worn - arcing (fault operations). | X0FG |  |  |  | Circuit breakers | [Circuit breaker - Primary Contacts] | {damaged} | (operations) |  |  | 3 |  | Y013X0FG | CB031001
RCM - Zone Substations | Main contacts repair / replace. | ZS Substation Corrective | Y02B | Main contacts damaged / worn - arcing (fault operations). | X0FG |  |  |  | Circuit breakers | [Circuit breaker - Primary Contacts] | {damaged} | (operations) |  |  | 4 |  | Y02BX0FG | CB020702
RCM - Zone Substations | CB replace. | ZS Substation Corrective | Y077 | Main contacts damaged / worn - arcing (normal operations). | X0FH |  |  |  | Circuit breakers | [Circuit breaker - Primary Contacts] | {damaged} | (operations) |  |  | 1 |  | Y077X0FH | CB030101
RCM - Zone Substations | CB truck repair. | ZS Substation Corrective | Y012 | Main contacts damaged / worn - arcing (normal operations). | X0FH |  |  |  | Circuit breakers | [Circuit breaker - Primary Contacts] | {damaged} | (operations) |  |  | 2 |  | Y012X0FH | CB031001
RCM - Zone Substations | CB truck replace. | ZS Substation Corrective | Y013 | Main contacts damaged / worn - arcing (normal operations). | X0FH |  |  |  | Circuit breakers | [Circuit breaker - Primary Contacts] | {damaged} | (operations) |  |  | 3 |  | Y013X0FH | CB031001
RCM - Zone Substations | Main contacts repair / replace. | ZS Substation Corrective | Y02B | Main contacts damaged / worn - arcing (normal operations). | X0FH |  |  |  | Circuit breakers | [Circuit breaker - Primary Contacts] | {damaged} | (operations) |  |  | 4 |  | Y02BX0FH | CB020702
RCM - Zone Substations | Vacuum interrupter adjust / repair / replace. | ZS Substation Corrective | Y06K | Main contacts damaged / worn - arcing (normal operations). | X0FH |  |  |  | Circuit breakers | [Circuit breaker - Primary Contacts] | {damaged} | (operations) |  |  | 5 |  | Y06KX0FH | CB030103
RCM - Zone Substations | Main contacts repair / replace. | ZS Substation Corrective | Y02B | Main contacts damaged / worn (fault ops) - arcing. | X0YU |  |  |  | Circuit breakers | [Circuit breaker - Primary Contacts] | {damaged} | (any reason) |  |  | 1 |  | Y02BX0YU | CB054501
RCM - Zone Substations | Main contacts repair / replace. | ZS Substation Corrective | Y02B | Main contacts damaged / worn (normal ops) - arcing. | X0FJ |  |  |  | Circuit breakers | [Circuit breaker - Primary Contacts] | {damaged} | (any reason) |  |  | 1 |  | Y02BX0FJ | CB054501
RCM - Zone Substations | Main contacts repair / replace. | ZS Substation Corrective | Y02B | Main contacts high resistance - loose fixed contacts. | X0FK |  |  |  | Circuit breakers | [Circuit breaker - Primary Contacts] | {loose} | (any reason) |  |  | 1 |  | Y02BX0FK | CB014601
Zone Sub | COM - SC - Air Leak/Pipe defect | ZS Substation Corrective | CA1 | [11 empty] | 0 |  | CA1 | #N/A
Zone Sub | COM - SC - Compressor defective | ZS Substation Corrective | CA2 | [11 empty] | 0 |  | CA2 | #N/A
Zone Sub | COM - SC - Control System defective | ZS Substation Corrective | CA3 | [11 empty] | 0 |  | CA3 | #N/A
Zone Sub | COM - SC - Other Defects | ZS Substation Corrective | CA5 | [11 empty] | 0 |  | CA5 | #N/A
RCM - Zone Substations | Commissioning - Ancillary Electrical Equipment | ZS Projects | W001 | [11 empty] | 0 |  | W001 | #N/A
RCM - Zone Substations | Commissioning - Auxiliary Transformer | ZS Projects | W002 | [11 empty] | 0 |  | W002 | #N/A
RCM - Zone Substations | Commissioning - Battery | ZS Projects | W003 | [11 empty] | 0 |  | W003 | #N/A
RCM - Zone Substations | Commissioning - Building | ZS Projects | W004 | [11 empty] | 0 |  | W004 | #N/A
RCM - Zone Substations | Commissioning - Cable | ZS Projects | W005 | [11 empty] | 0 |  | W005 | #N/A
RCM - Zone Substations | Commissioning - Capacitor Bank | ZS Projects | W006 | [11 empty] | 0 |  | W006 | #N/A
RCM - Zone Substations | Commissioning - Charger | ZS Projects | W007 | [11 empty] | 0 |  | W007 | #N/A
RCM - Zone Substations | Main contacts repair / replace. | ZS Substation Corrective | Y02B | Main contacts high resistance - surface contamination. | X0FL |  |  |  | Circuit breakers | [Circuit breaker - Primary Contacts] | {high resistance} | (build up of material) |  |  | 1 |  | Y02BX0FL | CB011901
RCM - Zone Substations | Commissioning - Current Transformer | ZS Projects | W009 | [11 empty] | 0 |  | W009 | #N/A
RCM - Zone Substations | Commissioning - Earthing System | ZS Projects | W00A | [11 empty] | 0 |  | W00A | #N/A
RCM - Zone Substations | Commissioning - FI Plant | ZS Projects | W00B | [11 empty] | 0 |  | W00B | #N/A
RCM - Zone Substations | Commissioning - Meter | ZS Projects | W00C | [11 empty] | 0 |  | W00C | #N/A
RCM - Zone Substations | Commissioning - Oil Water Separator | ZS Projects | W00T | [11 empty] | 0 |  | W00T | #N/A
RCM - Zone Substations | Commissioning - Other Equipment | ZS Projects | W00D | [11 empty] | 0 |  | W00D | #N/A
RCM - Zone Substations | Commissioning - PC Circuit | ZS Projects | W00Q | [11 empty] | 0 |  | W00Q | #N/A
RCM - Zone Substations | Commissioning - Power Transformer | ZS Projects | W00E | [5 empty] | ZS Transformers | [Transformer] |  |  |  |  | 0 | install | W00E
RCM - Zone Substations | Commissioning - Regulator (Single Phase) | ZS Projects | W00F | [11 empty] | 0 |  | W00F | #N/A
RCM - Zone Substations | Commissioning - Relay | ZS Projects | W00G | [11 empty] | 0 |  | W00G | #N/A
RCM - Zone Substations | Commissioning - Ring Main Unit | ZS Projects | W00H | [11 empty] | 0 |  | W00H | #N/A
RCM - Zone Substations | Commissioning - Surge Diverter | ZS Projects | W00J | [11 empty] | 0 |  | W00J | #N/A
RCM - Zone Substations | Main contacts repair / replace. | ZS Substation Corrective | Y02B | Main contacts travel adjustment altered - contact wear. | X0FM |  |  |  | Circuit breakers | [Circuit breaker - Primary Contacts] | {misaligned} | (any reason) |  |  | 1 |  | Y02BX0FM | CB020703
RCM - Zone Substations | Commissioning - Switchboard (HV) | ZS Projects | W00L | [11 empty] | 0 |  | W00L | #N/A
RCM - Zone Substations | Commissioning - Tap Changer | ZS Projects | W00M | [5 empty] | ZS Transformers | [Tapchanger] |  |  |  |  | 0
RCM - Zone Substations | Commissioning - Voltage Regulation Relay | ZS Projects | W00N | [11 empty] | 0 |  | W00N | #N/A
RCM - Zone Substations | Commissioning - Voltage Transformer | ZS Projects | W00P | [11 empty] | 0 |  | W00P | #N/A
RCM - Zone Substations | Connection (joint) clean / tighten. | ZS Substation Corrective | Y078 | Connection palms overheated - corroded connection. | X05R | [9 empty] | 1 |  | Y078X05R | CT029901
RCM - Zone Substations | Connection (joint) clean / tighten. | ZS Substation Corrective | Y078 | Winding low volts - overheated connection palm. | X0XM | [9 empty] | 1 |  | Y078X0XM | VT029901
RCM - Zone Substations | Mechanism (operating) clean/lube/repair. | ZS Substation Corrective | Y02F | Main contacts travel adjustment altered - contact wear. | X0FM |  |  |  | Circuit breakers | [Circuit breaker - Primary Contacts] | {misaligned} | (any reason) |  |  | 2 |  | Y02FX0FM | CB020702
RCM - Zone Substations | Main contacts repair / replace. | ZS Substation Corrective | Y02B | Main contacts travel adjustment altered - mechanism adjustment drift. | X0FN |  |  |  | Circuit breakers | [Circuit breaker - Primary Contacts] | {misaligned} | (any reason) |  |  | 1 |  | Y02BX0FN | CB020702
RCM - Zone Substations | CB replace. | ZS Substation Corrective | Y077 | Main contacts travel altered - contact wear. | X0YV |  |  |  | Circuit breakers | [Circuit breaker - Primary Contacts] | {misaligned} | (any reason) |  |  | 1 |  | Y077X0YV | CB030101
RCM - Zone Substations | Main contacts repair / replace. | ZS Substation Corrective | Y02B | Main contacts travel altered - mechanism adjustment drift. | X0FP |  |  |  | Circuit breakers | [Circuit breaker - Primary Contacts] | {misaligned} | (any reason) |  |  | 1 |  | Y02BX0FP | CB034502
RCM - Zone Substations | Mechanism (operating) clean/lube/repair. | ZS Substation Corrective | Y02F | Main contacts travel altered - mechanism adjustment drift. | X0FP |  |  |  | Circuit breakers | [Circuit breaker - Primary Contacts] | {misaligned} | (any reason) |  |  | 2 |  | Y02FX0FP | CB030101
RCM - Zone Substations | Main contacts repair / replace. | ZS Substation Corrective | Y02B | Main contacts unable to carry current - arcing damage / wear. | X0FQ |  |  |  | Circuit breakers | [Circuit breaker - Primary Contacts] | {broken} | (any reason) |  |  | 1 |  | Y02BX0FQ | CB011901
RCM - Zone Substations | Main contacts repair / replace. | ZS Substation Corrective | Y02B | Main contacts unable to carry current - insecure interruption main contacts. | X0FR |  |  |  | Circuit breakers | [Circuit breaker - Primary Contacts] | {loose} | (any reason) |  |  | 1 |  | Y02BX0FR | CB011901
RCM - Zone Substations | CB tank repair / replace. | ZS Substation Corrective | Y010 | Main tank loss of oil - oil leaks from seams or gaskets. | X0FT |  |  |  | Circuit breakers | [Circuit breaker - Housing] | {leaking} | (any reason) |  |  | 1 |  | Y010X0FT | CB011901
RCM - Zone Substations | Oil leak repair. | ZS Substation Corrective | Y02M | Main tank loss of oil - oil leaks from seams or gaskets. | X0FT |  |  |  | Circuit breakers | [Circuit breaker - Housing] | {leaking} | (any reason) |  |  | 2 |  | Y02MX0FT | CB014001
RCM - Zone Substations | Recloser replace. | ZS Substation Corrective | Y06V | Manual operating mech fails to open/close - binding shaft. | X0FU |  |  |  | Circuit breakers | [Circuit breaker - Mechanism] | {broken} | (any reason) |  |  | 1 |  | Y06VX0FU | CB019902
RCM - Zone Substations | CP010101 Full Maintenance - 1 yr | ZS Substation Preventative | Z119 | [11 empty] | 0 |  | Z119 | #N/A
RCM - Zone Substations | CP019901 Full Maintenance - 6 yr | ZS Substation Preventative | Z120 | [11 empty] | 0 |  | Z120 | #N/A
RCM - Zone Substations | CP019902 Full Maintenance - 6 yr | ZS Substation Preventative | Z121 | [11 empty] | 0 |  | Z121 | #N/A
RCM - Zone Substations | Interlocking mechanism adjust / repair / replace. | ZS Substation Corrective | Y07H | Mechanical interlock damaged - operator error. | X0G1 |  |  |  | Circuit breakers | [Circuit breaker - Mechanism] | {broken} | (any reason) |  |  | 1 |  | Y07HX0G1 | CB030103
RCM - Zone Substations | CT029901 Full Maintenance - 12 yr | ZS Substation Preventative | Z122 | [11 empty] | 0 |  | Z122 | #N/A
RCM - Zone Substations | CT039901 Full Maintenance - 6 yr | ZS Substation Preventative | Z124 | [11 empty] | 0 |  | Z124 | #N/A
RCM - Zone Substations | CT039901 Oil Sample DGA and Moisture - 3 yr | ZS Substation Preventative | Z123 | [11 empty] | 0 |  | Z123 | #N/A
RCM - Zone Substations | CT039901 Oil Sampling - Endurance CT - 2Yr | ZS Substation Preventative | Z176 | [11 empty] | 0 |  | Z176 | #N/A
Zone Sub | CTX - SC - Catastrophic Failure | ZS Substation Corrective | CT8 | [11 empty] | 0 |  | CT8 | #N/A
Zone Sub | CTX - SC - Corrosion/Paint/External Damage | ZS Substation Corrective | CT1 | [11 empty] | 0 |  | CT1 | #N/A
Zone Sub | CTX - SC - CT Replacement - Megger Test, DDF | ZS Substation Corrective | CT9C | [11 empty] | 0 |  | CT9C | #N/A
Zone Sub | CTX - SC - Hot Joint | ZS Substation Corrective | CT2 | [11 empty] | 0 |  | CT2 | #N/A
Zone Sub | CTX - SC - Insulation Quality - External | ZS Substation Corrective | CT3A | [11 empty] | 0 |  | CT3A | #N/A
Zone Sub | CTX - SC - Insulation Quality - Internal | ZS Substation Corrective | CT3 | [11 empty] | 0 |  | CT3 | #N/A
Zone Sub | CTX - SC - Oil Leak | ZS Substation Corrective | CT4 | [11 empty] | 0 |  | CT4 | #N/A
Zone Sub | CTX - SC - Other Defects | ZS Substation Corrective | CT9 | [11 empty] | 0 |  | CT9 | #N/A
Zone Sub | CTX - SC - Recalibrate Protection Scheme | ZS Substation Corrective | CT9A | [11 empty] | 0 |  | CT9A | #N/A
Zone Sub | CTX - SC - Seals Defective | ZS Substation Corrective | CT7 | [11 empty] | 0 |  | CT7 | #N/A
RCM - Zone Substations | Recloser modem repair/replace. | ZS Substation Corrective | Y03G | Modem failed - electronics failure. | X0GQ |  |  |  | Circuit breakers | [Circuit breaker - Control / Indication] | {broken} | (any reason) |  |  | 1 |  | Y03GX0GQ | CB049903
RCM - Zone Substations | Oil sight glass clean/repair/replace. | ZS Substation Corrective | Y071 | Oil dielectric strength loss - broken sight glass. | X0JD |  |  |  | Circuit breakers | [Circuit breaker - Insulation] | {loss of dielectric strength} | (any reason) |  |  | 1 |  | Y071X0JD | CB020703
RCM - Zone Substations | Oil replacement with filtered oil. | ZS Substation Corrective | Y07L | Oil dielectric strength loss - carbon contamination (normal operations). | X0JE |  |  |  | Circuit breakers | [Circuit breaker - Insulation] | {contaminated} | (operations) |  |  | 1 |  | Y07LX0JE | CB020702
RCM - Zone Substations | Oil replacement with filtered oil. | ZS Substation Corrective | Y07L | Oil dielectric strength loss - contamination (fault operations). | X0JF |  |  |  | Circuit breakers | [Circuit breaker - Insulation] | {contaminated} | (operations) |  |  | 1 |  | Y07LX0JF | CB010301
RCM - Zone Substations | Current Transformer replace. | ZS Substation Corrective | Y01C | Capacitive insulation degraded - electrical surges. | X11Y | [9 empty] | 1 |  | Y01CX11Y | CT039901
RCM - Zone Substations | Current Transformer replace. | ZS Substation Corrective | Y01C | Capacitive insulation degraded - ingress of moisture. | X11Z | [9 empty] | 1 |  | Y01CX11Z | CT039901
RCM - Zone Substations | Current Transformer replace. | ZS Substation Corrective | Y01C | Capacitive insulation shorted divisions - paper failure. | X120 | [9 empty] | 1 |  | Y01CX120 | CT039901
RCM - Zone Substations | Current Transformer replace. | ZS Substation Corrective | Y01C | DLA test point high impedance connection - poor pressure on foil wrap. | X08P | [9 empty] | 1 |  | Y01CX08P | CT039901
RCM - Zone Substations | Current Transformer replace. | ZS Substation Corrective | Y01C | DLA test point open circuit - not closed after testing. | X08Q | [9 empty] | 1 |  | Y01CX08Q | CT039901
RCM - Zone Substations | Current Transformer replace. | ZS Substation Corrective | Y01C | External insulation degraded - ageing. | X126 | [9 empty] | 1 |  | Y01CX126 | CT039901
RCM - Zone Substations | Current Transformer replace. | ZS Substation Corrective | Y01C | Head loss of pressure - degraded seals. | X129 | [9 empty] | 1 |  | Y01CX129 | CT039901
RCM - Zone Substations | Current Transformer replace. | ZS Substation Corrective | Y01C | Insulation degraded - ageing. | X12B | [9 empty] | 1 |  | Y01CX12B | CT029901
RCM - Zone Substations | Current Transformer replace. | ZS Substation Corrective | Y01C | Insulation degraded - electrical surges. | X12C | [9 empty] | 1 |  | Y01CX12C | CT029901
RCM - Zone Substations | Current Transformer replace. | ZS Substation Corrective | Y01C | Insulation degraded - ingress of moisture. | X12D | [9 empty] | 1 |  | Y01CX12D | CT029901
RCM - Zone Substations | Current Transformer replace. | ZS Substation Corrective | Y01C | Insulation loss of dielectric strength - ageing. | X12F | [9 empty] | 1 |  | Y01CX12F | CT039901
RCM - Zone Substations | Current Transformer replace. | ZS Substation Corrective | Y01C | Insulation partial discharge - loose connection. | X12V | [9 empty] | 1 |  | Y01CX12V | CT039901
RCM - Zone Substations | Current Transformer replace. | ZS Substation Corrective | Y01C | Insulation partial discharge - voids in solid insulation. | X12G | [9 empty] | 1 |  | Y01CX12G | CT029901
RCM - Zone Substations | Current Transformer replace. | ZS Substation Corrective | Y01C | Oil loss of dielectric strength - moisture ingress. | X12J | [9 empty] | 1 |  | Y01CX12J | CT039901
RCM - Zone Substations | Current Transformer replace. | ZS Substation Corrective | Y01C | Oil loss of dielectric strength - oil degradation. | X12K | [9 empty] | 1 |  | Y01CX12K | CT039901
RCM - Zone Substations | Current Transformer testing required. | ZS Substation Corrective | Y079 | CT secondary shorted turns - open circuit operation. | X06P | [9 empty] | 1 |  | Y079X06P | PC010801
RCM - Zone Substations | Current Transformer testing required. | ZS Substation Corrective | Y079 | LDC CT secondary shorted turns - open circuit operation. | X0EM | [9 empty] | 1 |  | Y079X0EM | VR029901
RCM - Zone Substations | CVT monitor connections tighten. | ZS Substation Corrective | Y01D | Connection stud high resistance - incorrect tightening. | X121 | [9 empty] | 1 |  | Y01DX121 | PC029904
RCM - Zone Substations | CVT monitor replace. | ZS Substation Corrective | Y01E | Auxiliary coil does not operate - open circuit. | X00P | [9 empty] | 1 |  | Y01EX00P | PC029904
RCM - Zone Substations | CVT monitor replace. | ZS Substation Corrective | Y01E | LEDs fail to flag - component failure. | X0ET | [9 empty] | 1 |  | Y01EX0ET | PC029904
RCM - Zone Substations | CVT monitor replace. | ZS Substation Corrective | Y01E | LEDs will not reset - component failure. | X0EU | [9 empty] | 1 |  | Y01EX0EU | PC029904
RCM - Zone Substations | CVT monitor replace. | ZS Substation Corrective | Y01E | Relay contacts failure to complete circuit - burning / pitting. | X0PT | [9 empty] | 1 |  | Y01EX0PT | PC029904
RCM - Zone Substations | CVT monitor replace. | ZS Substation Corrective | Y01E | Timing circuit setting drift - component failure. | X12R | [9 empty] | 1 |  | Y01EX12R | PC029904
RCM - Zone Substations | CVT monitor replace. | ZS Substation Corrective | Y01E | Voltage detector setting drift - component failure. | X0XB | [9 empty] | 1 |  | Y01EX0XB | PC029904
RCM - Zone Substations | Oil replacement with filtered oil. | ZS Substation Corrective | Y07L | Oil dielectric strength loss - contamination (normal operations). | X0JG |  |  |  | Circuit breakers | [Circuit breaker - Insulation] | {contaminated} | (operations) |  |  | 1 |  | Y07LX0JG | CB010301
RCM - Zone Substations | Ezi-dry silica gel replace. | ZS Substation Corrective | Y01R | Oil dielectric strength loss - dehydrating breather ineffective. | X0JH |  |  |  | Circuit breakers | [Circuit breaker - Insulation] | {loss of dielectric strength} | (any reason) |  |  | 1 |  | Y01RX0JH | CB020703
RCM - Zone Substations | Oil leak repair. | ZS Substation Corrective | Y02M | Oil dielectric strength loss - missing welsh plug. | X102 |  |  |  | Circuit breakers | [Circuit breaker - Insulation] | {loss of dielectric strength} | (any reason) |  |  | 1 |  | Y02MX102 | CB011901
RCM - Zone Substations | Oil replacement with filtered oil. | ZS Substation Corrective | Y07L | Oil dielectric strength loss - moisture entry - gas/breather valve. | X0JJ |  |  |  | Circuit breakers | [Circuit breaker - Insulation] | {contaminated} | (any reason) |  |  | 1 |  | Y07LX0JJ | CB020703
RCM - Zone Substations | Oil replacement with filtered oil. | ZS Substation Corrective | Y07L | Oil dielectric strength loss - water contamination. | X0JK |  |  |  | Circuit breakers | [Circuit breaker - Insulation] | {contaminated} | (any reason) |  |  | 1 |  | Y07LX0JK | CB010301
RCM - Zone Substations | Testing required. | ZS Substation Corrective | Y074 | Oil dielectric strength loss - water contamination. | X0JK |  |  |  | Circuit breakers | [Circuit breaker - Insulation] | {contaminated} | (any reason) |  |  | 2 |  | Y074X0JK | CB020703
RCM - Zone Substations | Guage repair / replace. | ZS Substation Corrective | Y01Y | Oil gauge incorrect indication - dirty sight glass. | X0JU |  |  |  | Circuit breakers | [Circuit breaker - Control / Indication] | {broken} | (any reason) |  |  | 1 |  | Y01YX0JU | CB010301
RCM - Zone Substations | Guage repair / replace. | ZS Substation Corrective | Y01Y | Oil gauge loss of oil - defective seal. | X0JY |  |  |  | Circuit breakers | [Circuit breaker - Housing] | {leaking} | (any reason) |  |  | 1 |  | Y01YX0JY | CB010301
RCM - Zone Substations | Oil sight glass clean/repair/replace. | ZS Substation Corrective | Y071 | Oil level low - leaking sight glass. | X0JZ |  |  |  | Circuit breakers | [Circuit breaker - Housing] | {leaking} | (any reason) |  |  | 1 |  | Y071X0JZ | CB020702
RCM - Zone Substations | Roller, Cam, Latch adjust / repair. | ZS Substation Corrective | Y03L | Operating mech. fails to latch - cam gap drift. | X0KQ |  |  |  | Circuit breakers | [Circuit breaker - Mechanism] | {misaligned} | (any reason) |  |  | 1 |  | Y03LX0KQ | CB011901
RCM - Zone Substations | DC011003 Full Discharge - 3 yr | ZS Substation Preventative | Z100 | [11 empty] | 0 |  | Z100 | #N/A
RCM - Zone Substations | DC011003 Replace - 6 yr | ZS Substation Preventative | Z217 | [11 empty] | 0 |  | Z217 | #N/A
RCM - Zone Substations | DC011004 Full Discharge - 3 yr | ZS Substation Preventative | Z101 | [11 empty] | 0 |  | Z101 | #N/A
RCM - Zone Substations | DC011004 Replace - 6 yr | ZS Substation Preventative | Z218 | [11 empty] | 0 |  | Z218 | #N/A
RCM - Zone Substations | DC011005 Replace - 3yr | ZS Substation Preventative | Z234 | [11 empty] | 0 |  | Z234 | #N/A
RCM - Zone Substations | DC011006 Replace - 3yr | ZS Substation Preventative | Z235 | [11 empty] | 0 |  | Z235 | #N/A
RCM - Zone Substations | DC021000 Full Discharge - 3 yr (age > 12 yrs) | ZS Substation Preventative | Z103 | [11 empty] | 0 |  | Z103 | #N/A
RCM - Zone Substations | DC021000 Full Discharge - 6 yr (age <= 12 yrs) | ZS Substation Preventative | Z102 | [11 empty] | 0 |  | Z102 | #N/A
RCM - Zone Substations | DC021000 Minor Maintenance - 3 yr | ZS Substation Preventative | Z219 | [11 empty] | 0 |  | Z219 | #N/A
RCM - Zone Substations | DC021001 Full Discharge - 3 yr (age > 12 yrs) | ZS Substation Preventative | Z105 | [11 empty] | 0 |  | Z105 | #N/A
RCM - Zone Substations | DC021001 Full Discharge - 6 yr (age <= 12 yrs) | ZS Substation Preventative | Z104 | [11 empty] | 0 |  | Z104 | #N/A
RCM - Zone Substations | DC021001 Minor Maintenance - 3 yr | ZS Substation Preventative | Z220 | [11 empty] | 0 |  | Z220 | #N/A
RCM - Zone Substations | Mechanism (latch) lubricate. | ZS Substation Corrective | Y02E | Operating mech. fails to latch - loss of lubrication. | X0KR |  |  |  | Circuit breakers | [Circuit breaker - Mechanism] | {broken} | (build up of material) |  |  | 1 |  | Y02EX0KR | CB030103
RCM - Zone Substations | DDF testing required | ZS Substation Corrective | Y07A | Capacitive insulation degraded - electrical surges. | X11Y | [9 empty] | 2 |  | Y07AX11Y | CT039901
RCM - Zone Substations | DDF testing required | ZS Substation Corrective | Y07A | Capacitive insulation degraded - ingress of moisture. | X11Z | [9 empty] | 2 |  | Y07AX11Z | CT039901
RCM - Zone Substations | DDF testing required | ZS Substation Corrective | Y07A | Capacitive insulation shorted divisions - paper failure. | X120 | [9 empty] | 2 |  | Y07AX120 | CT039901
RCM - Zone Substations | De-commissioning Task | ZS Projects | W00S | [11 empty] | 0 |  | W00S | #N/A
RCM - Zone Substations | Mechanism (operating) clean/lube/repair. | ZS Substation Corrective | Y02F | Operating mech. fails to latch - loss of lubrication. | X0KR |  |  |  | Circuit breakers | [Circuit breaker - Mechanism] | {broken} | (build up of material) |  |  | 2 |  | Y02FX0KR | CB031001
RCM - Zone Substations | Roller, Cam, Latch adjust / repair. | ZS Substation Corrective | Y03L | Operating mech. fails to latch - wear - cam roller / face not parallel. | X0KS |  |  |  | Circuit breakers | [Circuit breaker - Mechanism] | {misaligned} | (any reason) |  |  | 1 |  | Y03LX0KS | CB011901
RCM - Zone Substations | Mechanism (trip) clean/lube/repair/replace. | ZS Substation Corrective | Y02G | Operating mech. fails to open - manual trip button defective. | X0KT |  |  |  | Circuit breakers | [Circuit breaker - Mechanism] | {broken} | (any reason) |  |  | 1 |  | Y02GX0KT | CB011901
RCM - Zone Substations | Trip coil repair / replace. | ZS Substation Corrective | Y05Q | Operating mech. fails to open - open circuit trip coil. | X0KU |  |  |  | Circuit breakers | [Circuit breaker - Mechanism - Trip Coil] | {broken} | (any reason) |  |  | 1 |  | Y05QX0KU | CB011901
RCM - Zone Substations | Mechanism (trip) clean/lube/repair/replace. | ZS Substation Corrective | Y02G | Operating mech. fails to open - trip unit travel drifted. | X0KV |  |  |  | Circuit breakers | [Circuit breaker - Mechanism] | {misaligned} | (any reason) |  |  | 1 |  | Y02GX0KV | CB011901
RCM - Zone Substations | Mechanism (trip) clean/lube/repair/replace. | ZS Substation Corrective | Y02G | Operating mech. fails to open/close - broken rubber trip damper. | X0KW |  |  |  | Circuit breakers | [Circuit breaker - Mechanism] | {broken} | (any reason) |  |  | 1 |  | Y02GX0KW | CB040501
Zone Sub | DSA Commissioning Required | ZS Substation Corrective | DSCR | [11 empty] | 0 |  | DSCR | #N/A
Zone Sub | DSA Communications Check | ZS Substation Corrective | DSCC | [11 empty] | 0 |  | DSCC | #N/A
RCM - Zone Substations | DV019901 Polymer 33kV and up Replace - 24 yr | ZS Substation Preventative | Z223 | [11 empty] | 0 |  | Z223 | #N/A
RCM - Zone Substations | DV019902 Full Maintenance - 6 yr | ZS Substation Preventative | Z128 | [11 empty] | 0 |  | Z128 | #N/A
RCM - Zone Substations | DV019902 Porcelain 33kV and up Replace - 24 yr | ZS Substation Preventative | Z224 | [11 empty] | 0 |  | Z224 | #N/A
RCM - Zone Substations | DV029901 Polymer 22kV and down Replace - 24 yr | ZS Substation Preventative | Z225 | [11 empty] | 0 |  | Z225 | #N/A
RCM - Zone Substations | DV029902 Porcelain 22kV and down Replace - 24 yr | ZS Substation Preventative | Z226 | [11 empty] | 0 |  | Z226 | #N/A
RCM - Zone Substations | Earth connection install. | ZS Substation Corrective | Y01J | Equipment earth to earth grid connection open circuit / high resistance - no earth installed. | X0A4 | [9 empty] | 1 |  | Y01JX0A4 | ER010000
RCM - Zone Substations | Earth connection repair / replace. | ZS Substation Corrective | Y07B | Buried earth conductors open circuit / high resistance - impact. (site excavation) | X01W | [9 empty] | 1 |  | Y07BX01W | ER010000
RCM - Zone Substations | Earth connection repair / replace. | ZS Substation Corrective | Y07B | Earth connection open circuit / high resistance - theft. | X0YH | [9 empty] | 1 |  | Y07BX0YH | ER010000
RCM - Zone Substations | Earth connection repair / replace. | ZS Substation Corrective | Y07B | Earthing electrodes open circuit / high resistance - corroded connectors. | X09W | [9 empty] | 1 |  | Y07BX09W | ER010000
RCM - Zone Substations | Earth connection repair / replace. | ZS Substation Corrective | Y07B | Equipment earth to earth grid connection open circuit / high resistance - corrosion. | X0A2 | [9 empty] | 1 |  | Y07BX0A2 | ER010000
RCM - Zone Substations | Earth connection repair / replace. | ZS Substation Corrective | Y07B | Equipment earth to earth grid connection open circuit / high resistance - mechanical impact. | X0A3 | [9 empty] | 1 |  | Y07BX0A3 | ER010000
RCM - Zone Substations | Earth connection repair / replace. | ZS Substation Corrective | Y07B | Fence earth grid connection open circuit / high resistance - corrosion / damage. | X0AK | [9 empty] | 1 |  | Y07BX0AK | ER010000
RCM - Zone Substations | Earth connection repair / replace. | ZS Substation Corrective | Y07B | Gate earth grid connection open circuit / high resistance - corrosion / damage. | X0CQ | [9 empty] | 1 |  | Y07BX0CQ | ER010000
RCM - Zone Substations | Earth connection repair / replace. | ZS Substation Corrective | Y07B | Gate earth grid connection open circuit / high resistance - fatigue. (flexing of bond/braid). | X0CR | [9 empty] | 1 |  | Y07BX0CR | ER010000
RCM - Zone Substations | Earth connection repair / replace. | ZS Substation Corrective | Y07B | Neutral - Earth Connection open circuit / high resistance - corroded termination. | X12W | [9 empty] | 1 |  | Y07BX12W | ER010000
RCM - Zone Substations | Earth connection repair / replace. | ZS Substation Corrective | Y07B | Switch handle bond not directly bonded to operator mat - damage. | X0SF | [9 empty] | 1 |  | Y07BX0SF | ER010000
RCM - Zone Substations | Earth connection repair / replace. | ZS Substation Corrective | Y07B | Switch handle bond open circuit / high resistance - braid fatigue. | X0SH | [9 empty] | 1 |  | Y07BX0SH | ER010000
RCM - Zone Substations | Earth connection repair / replace. | ZS Substation Corrective | Y07B | Tank not effectively earthed - corroded or broken connection. | X0T9 | [9 empty] | 1 |  | Y07BX0T9 | TX010101
RCM - Zone Substations | Earth connection repair / replace. | ZS Substation Corrective | Y07B | Tank not effectively earthed - damaged earth bonds. | X0TA | [9 empty] | 1 |  | Y07BX0TA | TX010101
RCM - Zone Substations | Earth connection repair / replace. | ZS Substation Corrective | Y07B | Tank not effectively earthed - vandalism. | X0TB | [9 empty] | 1 |  | Y07BX0TB | TX010101
RCM - Zone Substations | Mechanism (trip) clean/lube/repair/replace. | ZS Substation Corrective | Y02G | Operating mech. fails to open/close - drift in adjustment / op wear. | X0KX |  |  |  | Circuit breakers | [Circuit breaker - Mechanism] | {misaligned} | (any reason) |  |  | 1 |  | Y02GX0KX | CB014601
RCM - Zone Substations | Linkages and pivots lubricate. | ZS Substation Corrective | Y02A | Operating mech. fails to open/close - excess lubrication. | X0KY |  |  |  | Circuit breakers | [Circuit breaker - Mechanism] | {broken} | (build up of material) |  |  | 1 |  | Y02AX0KY | CB012001
RCM - Zone Substations | Mechanism (operating) clean/lube/repair. | ZS Substation Corrective | Y02F | Operating mech. fails to open/close - excess lubrication. | X0KY |  |  |  | Circuit breakers | [Circuit breaker - Mechanism] | {broken} | (build up of material) |  |  | 2 |  | Y02FX0KY | CB014001
RCM - Zone Substations | Mechanism (trip) clean/lube/repair/replace. | ZS Substation Corrective | Y02G | Operating mech. fails to open/close - excess lubrication. | X0KY |  |  |  | Circuit breakers | [Circuit breaker - Mechanism] | {broken} | (build up of material) |  |  | 3 |  | Y02GX0KY | CB042602
RCM - Zone Substations | Mechanism clean. | ZS Substation Corrective | Y02H | Operating mech. fails to open/close - excess lubrication. | X0KY |  |  |  | Circuit breakers | [Circuit breaker - Mechanism] | {broken} | (build up of material) |  |  | 4 |  | Y02HX0KY | CB014601
RCM - Zone Substations | Drive pins and circlip replace. | ZS Substation Corrective | Y01H | Operating mech. fails to open/close - loose bolt. | X0KZ |  |  |  | Circuit breakers | [Circuit breaker - Mechanism] | {loose} | (any reason) |  |  | 1 |  | Y01HX0KZ | CB014601
RCM - Zone Substations | Mechanism (operating) clean/lube/repair. | ZS Substation Corrective | Y02F | Operating mech. fails to open/close - loose bolt. | X0KZ |  |  |  | Circuit breakers | [Circuit breaker - Mechanism] | {loose} | (any reason) |  |  | 2 |  | Y02FX0KZ | CB012001
RCM - Zone Substations | Earth testing required. | ZS Substation Corrective | Y01K | Cable sheath open circuit - corrosion of connections. | X031 | [9 empty] | 1 |  | Y01KX031 | ER010000
RCM - Zone Substations | Earth testing required. | ZS Substation Corrective | Y01K | Cable sheath open circuit - impact / excavations. | X032 | [9 empty] | 1 |  | Y01KX032 | ER010000
RCM - Zone Substations | Earth testing required. | ZS Substation Corrective | Y01K | Overhead earth wire open circuit - corrosion of connections. | X0LR | [9 empty] | 1 |  | Y01KX0LR | ER010000
RCM - Zone Substations | Earthing electrode replace. | ZS Substation Corrective | Y01L | Earthing electrodes open circuit / high resistance - corrosive conditions. | X09X | [9 empty] | 1 |  | Y01LX09X | ER010000
RCM - Zone Substations | Earthing electrode replace. | ZS Substation Corrective | Y01L | Earthing electrodes open circuit / high resistance - mechanical damage. | X09Y | [9 empty] | 1 |  | Y01LX09Y | ER010000
RCM - Zone Substations | Earthing engineering analysis required. | ZS Substation Corrective | Y01M | Buried earth conductors excessive voltage - degradation of earth grid. | X01V | [9 empty] | 1 |  | Y01MX01V | ER010000
RCM - Zone Substations | Earthing engineering analysis required. | ZS Substation Corrective | Y01M | Metallic services high touch potential - bridged isolating section in water pipe. | X0GB | [9 empty] | 1 |  | Y01MX0GB | ER010000
RCM - Zone Substations | Earthing engineering analysis required. | ZS Substation Corrective | Y01M | Metallic services high touch potential - changes to structures near sub. | X0GC | [9 empty] | 1 |  | Y01MX0GC | ER010000
RCM - Zone Substations | Earthing engineering analysis required. | ZS Substation Corrective | Y01M | Metallic services high touch potential - proximity to ZS site. | X0GD | [9 empty] | 1 |  | Y01MX0GD | ER010000
RCM - Zone Substations | Earthing fence isolation panel install. | ZS Substation Corrective | Y01N | External fences high touch potential - private fence not isolated. | X0AJ | [9 empty] | 1 |  | Y01NX0AJ | ER010000
RCM - Zone Substations | ER010000 Continuity Test - 6 yr | ZS Substation Preventative | Z125 | [11 empty] | 0 |  | Z125 | #N/A
RCM - Zone Substations | ER010000 Full Current Injection - 18 yr | ZS Substation Preventative | Z126 | [11 empty] | 0 |  | Z126 | #N/A
Zone Sub | ERS - SC - Earth Braids/Bonds defective | ZS Substation Corrective | ER2 | [11 empty] | 0 |  | ER2 | #N/A
Zone Sub | ERS - SC - Earth Continuity | ZS Substation Corrective | ER6 | [11 empty] | 0 |  | ER6 | #N/A
Zone Sub | ERS - SC - Earth Mat Damaged/Defective | ZS Substation Corrective | ER1 | [11 empty] | 0 |  | ER1 | #N/A
Zone Sub | ERS - SC - Earth Potential - Transferred | ZS Substation Corrective | ER4 | [11 empty] | 0 |  | ER4 | #N/A
Zone Sub | ERS - SC - Earth Potential Rise | ZS Substation Corrective | ER5 | [11 empty] | 0 |  | ER5 | #N/A
Zone Sub | ERS - SC - Other Defects | ZS Substation Corrective | ER7 | [11 empty] | 0 |  | ER7 | #N/A
RCM - Zone Substations | Mechanism (trip) clean/lube/repair/replace. | ZS Substation Corrective | Y02G | Operating mech. fails to open/close - loose trip latch assembly. | X0L0 |  |  |  | Circuit breakers | [Circuit breaker - Mechanism] | {loose} | (any reason) |  |  | 1 |  | Y02GX0L0 | CB014001
RCM - Zone Substations | Trip coil repair / replace. | ZS Substation Corrective | Y05Q | Operating mech. fails to open/close - loose trip latch assembly. | X0L0 |  |  |  | Circuit breakers | [Circuit breaker - Mechanism] | {loose} | (any reason) |  |  | 2 |  | Y05QX0L0 | CB011901
RCM - Zone Substations | Linkages and pivots lubricate. | ZS Substation Corrective | Y02A | Operating mech. fails to open/close - loss of lubrication. | X0L1 |  |  |  | Circuit breakers | [Circuit breaker - Mechanism] | {broken} | (build up of material) |  |  | 1 |  | Y02AX0L1 | CB012001
RCM - Zone Substations | Mechanism (latch) lubricate. | ZS Substation Corrective | Y02E | Operating mech. fails to open/close - loss of lubrication. | X0L1 |  |  |  | Circuit breakers | [Circuit breaker - Mechanism] | {broken} | (build up of material) |  |  | 2 |  | Y02EX0L1 | CB011901
RCM - Zone Substations | External insulation clean / repair. | ZS Substation Corrective | Y07D | External insulation degraded - surface contamination/damage. | X127 | [9 empty] | 1 |  | Y07DX127 | CT039901
RCM - Zone Substations | External insulation clean / repair. | ZS Substation Corrective | Y07D | Insulation degraded - surface contamination/damage. | X12E | [9 empty] | 1 |  | Y07DX12E | CT029901
RCM - Zone Substations | Ezi-dry breather bottle replace. | ZS Substation Corrective | Y01Q | Oil loss of dielectric strength - moisture ingress. | X12J | [9 empty] | 2 |  | Y01QX12J | VT039901
RCM - Zone Substations | Mechanism (operating) clean/lube/repair. | ZS Substation Corrective | Y02F | Operating mech. fails to open/close - loss of lubrication. | X0L1 |  |  |  | Circuit breakers | [Circuit breaker - Mechanism] | {broken} | (build up of material) |  |  | 3 |  | Y02FX0L1 | CB040501
RCM - Zone Substations | FI010101 Full Maintenance - 6 yr | ZS Substation Preventative | Z160 | [11 empty] | 0 |  | Z160 | #N/A
RCM - Zone Substations | FI010101 Signal Check - 3 yr | ZS Substation Preventative | Z159 | [11 empty] | 0 |  | Z159 | #N/A
RCM - Zone Substations | FI015601 Full Maintenance - 6 yr | ZS Substation Preventative | Z162 | [11 empty] | 0 |  | Z162 | #N/A
RCM - Zone Substations | FI015601 Signal Check - 3 yr | ZS Substation Preventative | Z161 | [11 empty] | 0 |  | Z161 | #N/A
RCM - Zone Substations | FI015602 Full Maintenance - 6 yr | ZS Substation Preventative | Z164 | [11 empty] | 0 |  | Z164 | #N/A
RCM - Zone Substations | FI015602 Signal Check - 3 yr | ZS Substation Preventative | Z163 | [11 empty] | 0 |  | Z163 | #N/A
RCM - Zone Substations | FI015603 Full Maintenance - 6 yr | ZS Substation Preventative | Z166 | [11 empty] | 0 |  | Z166 | #N/A
RCM - Zone Substations | FI015603 Signal Check - 3 yr | ZS Substation Preventative | Z165 | [11 empty] | 0 |  | Z165 | #N/A
RCM - Zone Substations | FI029901 Full Maintenance - 6 yr | ZS Substation Preventative | Z168 | [11 empty] | 0 |  | Z168 | #N/A
RCM - Zone Substations | FI029901 Signal Check - 3 yr | ZS Substation Preventative | Z167 | [11 empty] | 0 |  | Z167 | #N/A
RCM - Zone Substations | Closing contactor repair / replace. | ZS Substation Corrective | Y015 | Operating mech. fails to open/close - shorted closing contactor coil diode. | X0L2 |  |  |  | Circuit breakers | [Circuit breaker - Mechanism - Trip Coil] | {broken} | (any reason) |  |  | 1 |  | Y015X0L2 | CB012001
RCM - Zone Substations | Mechanism (operating) clean/lube/repair. | ZS Substation Corrective | Y02F | Operating mech. fails to open/close - stop bolt adjustment drift. | X0L3 |  |  |  | Circuit breakers | [Circuit breaker - Mechanism] | {misaligned} | (any reason) |  |  | 1 |  | Y02FX0L3 | CB011901
RCM - Zone Substations | Spring charge repair. | ZS Substation Corrective | Y03V | Operating mech. fails to spring charge - close spring charging motor failure. | X0L4 |  |  |  | Circuit breakers | [Circuit breaker - Mechanism - Motor] | {broken} | (any reason) |  |  | 1 |  | Y03VX0L4 | CB030103
RCM - Zone Substations | Gasket replace. | ZS Substation Corrective | Y07E | Head loss of pressure - leaking gauges. | X12A | [9 empty] | 1 |  | Y07EX12A | CT039901
RCM - Zone Substations | Gate redesign to prevent outward opening. | ZS Substation Corrective | Y01T | Gate high touch potential - gate opens outwards. | X0CS | [9 empty] | 1 |  | Y01TX0CS | ER010000
RCM - Zone Substations | Mechanism clean. | ZS Substation Corrective | Y02H | Operating mech. fails to spring charge - excess lube on spring pawl. | X0L5 |  |  |  | Circuit breakers | [Circuit breaker - Mechanism] | {broken} | (build up of material) |  |  | 1 |  | Y02HX0L5 | CB030104
RCM - Zone Substations | Spring charge repair. | ZS Substation Corrective | Y03V | Operating mech. fails to spring charge - spring charge gear pin sheared. | X0L6 |  |  |  | Circuit breakers | [Circuit breaker - Mechanism] | {broken} | (any reason) |  |  | 1 |  | Y03VX0L6 | CB042301
RCM - Zone Substations | Mechanism (operating) clean/lube/repair. | ZS Substation Corrective | Y02F | Operating mech. slow operation - deteriorated lubrication. | X0L7 |  |  |  | Circuit breakers | [Circuit breaker - Mechanism] | {broken} | (build up of material) |  |  | 1 |  | Y02FX0L7 | CB011901
RCM - Zone Substations | Mechanism (operating) clean/lube/repair. | ZS Substation Corrective | Y02F | Operating mech. slow operation - loss of lubrication. | X0L8 |  |  |  | Circuit breakers | [Circuit breaker - Mechanism] | {broken} | (build up of material) |  |  | 1 |  | Y02FX0L8 | CB011901
RCM - Zone Substations | Cubicle clean / repair / replace. | ZS Substation Corrective | Y01B | Outdoor enclosure loss of I.R. - bus bar insulation contamination. | X0LJ |  |  |  | Circuit breakers | [Circuit breaker - Housing] | {loss of dielectric strength} | (surface contamination) |  |  | 1 |  | Y01BX0LJ | CB014001
RCM - Zone Substations | Bushing repair. | ZS Substation Corrective | Y00R | Outdoor enclosure loss of I.R. - bushing gasket leaks. | X0LK |  |  |  | Circuit breakers | [Circuit breaker - Housing] | {leaking} | (any reason) |  |  | 1 |  | Y00RX0LK | CB014601
RCM - Zone Substations | Control cabinet seals repair / replace. | ZS Substation Corrective | Y019 | Outdoor enclosure loss of I.R. - corrosion. | X0LL |  |  |  | Circuit breakers | [Circuit breaker - Housing] | {loss of dielectric strength} | (corrosion) |  |  | 1 |  | Y019X0LL | CB014601
RCM - Zone Substations | Cubicle clean / repair / replace. | ZS Substation Corrective | Y01B | Outdoor enclosure loss of I.R. - corrosion. | X0LL |  |  |  | Circuit breakers | [Circuit breaker - Housing] | {loss of dielectric strength} | (corrosion) |  |  | 2 |  | Y01BX0LL | CB014001
Zone Sub | Groundmount Substation Inspection | ZS Substation Preventative | GSIN | [11 empty] | 0 |  | GSIN | #N/A
RCM - Zone Substations | Cubicle clean / repair / replace. | ZS Substation Corrective | Y01B | Outdoor enclosure loss of I.R. - gasket leaks. | X0LM |  |  |  | Circuit breakers | [Circuit breaker - Housing] | {leaking} | (any reason) |  |  | 1 |  | Y01BX0LM | CB014001
RCM - Zone Substations | Cubicle clean / repair / replace. | ZS Substation Corrective | Y01B | Outdoor enclosure loss of I.R. - leaves etc ingress. | X0LN |  |  |  | Circuit breakers | [Circuit breaker - Housing] | {loss of dielectric strength} | (any reason) |  |  | 1 |  | Y01BX0LN | CB014001
RCM - Zone Substations | Vermin guard replace. | ZS Substation Corrective | Y06L | Outdoor enclosure loss of I.R. - vermin ingress. | X107 |  |  |  | Circuit breakers | [Circuit breaker - Housing] | {loss of dielectric strength} | (wildlife) |  |  | 1 |  | Y06LX107 | CB014001
RCM - Zone Substations | Aux contacts (pallets) clean / repair / replace. | ZS Substation Corrective | Y002 | Pallet switches fail to indicate correctly - indication pallet return spring failed. | X0LS |  |  |  | Circuit breakers | [Circuit breaker - Mechanism] | {broken} | (any reason) |  |  | 1 |  | Y002X0LS | CB011901
RCM - Zone Substations | HV cable link box repair / replace. | ZS Substation Corrective | Y020 | Link box (air) high resistance - broken connection stud. | X0EV | [9 empty] | 1 |  | Y020X0EV | UG020203
RCM - Zone Substations | HV cable link box repair / replace. | ZS Substation Corrective | Y020 | Link box (air) high resistance - corrosion. | X0EW | [9 empty] | 1 |  | Y020X0EW | UG020203
RCM - Zone Substations | HV cable link box seals repair / replace. | ZS Substation Corrective | Y021 | Cable overheated - link box water ingress. | X02S | [9 empty] | 1 |  | Y021X02S | UG020203
RCM - Zone Substations | HV cable link box seals repair / replace. | ZS Substation Corrective | Y021 | Link box (air) water ingress - bonding lead / gland seal defective. | X0EX | [9 empty] | 1 |  | Y021X0EX | UG020203
RCM - Zone Substations | HV cable repair / replace. | ZS Substation Corrective | Y022 | Cable (general) severed - mechanical damage. | X02D | [9 empty] | 1 |  | Y022X02D | UG010101
RCM - Zone Substations | HV cable repair / replace. | ZS Substation Corrective | Y022 | Cable joint failed - defective. | X0Y3 | [9 empty] | 1 |  | Y022X0Y3 | UG010101
RCM - Zone Substations | HV cable repair / replace. | ZS Substation Corrective | Y022 | Cable joint failed - ingress of water. | X02P | [9 empty] | 1 |  | Y022X02P | UG010101
RCM - Zone Substations | HV cable repair / replace. | ZS Substation Corrective | Y022 | Cable joint overheated connection - corroded / loose. | X02Q | [9 empty] | 1 |  | Y022X02Q | UG010101
RCM - Zone Substations | HV cable repair / replace. | ZS Substation Corrective | Y022 | Cable overheated - incorrect link box connections. | X02R | [9 empty] | 1 |  | Y022X02R | UG020203
RCM - Zone Substations | HV cable repair / replace. | ZS Substation Corrective | Y022 | Cable screen damaged serving - mechanical impact. | X02T | [9 empty] | 1 |  | Y022X02T | UG010201
RCM - Zone Substations | HV cable repair / replace. | ZS Substation Corrective | Y022 | Cable screen moisture ingress - damaged serving. | X02V | [9 empty] | 1 |  | Y022X02V | UG010201
RCM - Zone Substations | HV cable repair / replace. | ZS Substation Corrective | Y022 | Insulation degradation - inclusions in XLPE material. | X0DU | [9 empty] | 1 |  | Y022X0DU | UG010201
RCM - Zone Substations | HV cable repair / replace. | ZS Substation Corrective | Y022 | Insulation degradation - mechanical damage. | X0DV | [9 empty] | 1 |  | Y022X0DV | UG010101
RCM - Zone Substations | HV cable repair / replace. | ZS Substation Corrective | Y022 | Insulation degradation - overheating. | X0DW | [9 empty] | 1 |  | Y022X0DW | UG010101
RCM - Zone Substations | HV cable repair / replace. | ZS Substation Corrective | Y022 | Insulation degradation - water treeing. | X0DX | [9 empty] | 1 |  | Y022X0DX | UG010201
RCM - Zone Substations | HV cable repair / replace. | ZS Substation Corrective | Y022 | Screen open circuit - corrosion. | X0QU | [9 empty] | 1 |  | Y022X0QU | UG010201
RCM - Zone Substations | HV cable repair / replace. | ZS Substation Corrective | Y022 | Screen open circuit - mechanical damage. | X0QV | [9 empty] | 1 |  | Y022X0QV | UG010101
RCM - Zone Substations | HV cable sheath SVL repair / replace. | ZS Substation Corrective | Y023 | Cable screen damaged serving - open circuit sheath surge diverter.(SVL) | X02U | [9 empty] | 1 |  | Y023X02U | UG020203
RCM - Zone Substations | HV cable support clamps repair / replace. | ZS Substation Corrective | Y024 | Cable sealing end core movement - design. | X02W | [9 empty] | 1 |  | Y024X02W | UG010101
RCM - Zone Substations | HV cable termination repair / replace. | ZS Substation Corrective | Y025 | Cable sealing end core movement - design. | X02W | [9 empty] | 2 |  | Y025X02W | UG010101
RCM - Zone Substations | HV cable termination repair / replace. | ZS Substation Corrective | Y025 | Cable sealing end loss of I.R. - compound degradation. | X02X | [9 empty] | 1 |  | Y025X02X | UG010101
RCM - Zone Substations | HV cable termination repair / replace. | ZS Substation Corrective | Y025 | Cable sealing end loss of I.R. - construction defect. | X02Y | [9 empty] | 1 |  | Y025X02Y | UG010201
RCM - Zone Substations | HV cable termination repair / replace. | ZS Substation Corrective | Y025 | Cable sealing end loss of I.R. - water ingress. | X02Z | [9 empty] | 1 |  | Y025X02Z | UG010101
RCM - Zone Substations | HV cable termination repair / replace. | ZS Substation Corrective | Y025 | Cable sealing end surface tracking - contamination. | X030 | [9 empty] | 1 |  | Y025X030 | UG010101
RCM - Zone Substations | HV cable termination repair / replace. | ZS Substation Corrective | Y025 | Cable termination overheated connection - corroded / loose. | X033 | [9 empty] | 1 |  | Y025X033 | UG020203
RCM - Zone Substations | HV cable termination repair / replace. | ZS Substation Corrective | Y025 | Cable termination overheated connection - loss of insulating compound. | X034 | [9 empty] | 1 |  | Y025X034 | UG010101
RCM - Zone Substations | HV cable termination repair / replace. | ZS Substation Corrective | Y025 | Cable termination overheated connection - poor construction. | X035 | [9 empty] | 1 |  | Y025X035 | UG010201
RCM - Zone Substations | Aux contacts (pallets) clean / repair / replace. | ZS Substation Corrective | Y002 | Pallet switches fail to indicate correctly - missing split pins. | X0LT |  |  |  | Circuit breakers | [Circuit breaker - Mechanism] | {broken} | (any reason) |  |  | 1 |  | Y002X0LT | CB014601
RCM - Zone Substations | Aux contacts (pallets) clean / repair / replace. | ZS Substation Corrective | Y002 | Pallet switches fail to indicate correctly - pallet switch misalignment. | X0LU |  |  |  | Circuit breakers | [Circuit breaker - Mechanism] | {misaligned} | (any reason) |  |  | 1 |  | Y002X0LU | CB011901
RCM - Zone Substations | Aux contacts (pallets) clean / repair / replace. | ZS Substation Corrective | Y002 | Pallet switches fail to operate - loose or broken linkage. | X0LV |  |  |  | Circuit breakers | [Circuit breaker - Mechanism] | {loose} | (any reason) |  |  | 1 |  | Y002X0LV | CB010301
RCM - Zone Substations | Mounting bracket resecure. | ZS Substation Corrective | Y02K | Pallet switches fails to operate correctly - loose mounting bracket. | X0LW |  |  |  | Circuit breakers | [Circuit breaker - Mechanism] | {loose} | (any reason) |  |  | 1 |  | Y02KX0LW | CB014001
RCM - Zone Substations | Aux contacts (pallets) clean / repair / replace. | ZS Substation Corrective | Y002 | Pallet switches maloperation - loose mounting screws. | X0LX |  |  |  | Circuit breakers | [Circuit breaker - Mechanism] | {loose} | (any reason) |  |  | 1 |  | Y002X0LX | CB012001
RCM - Zone Substations | Aux contacts (pallets) clean / repair / replace. | ZS Substation Corrective | Y002 | Pallet switches maloperation - pallet switch drive arm loose. | X0LY |  |  |  | Circuit breakers | [Circuit breaker - Mechanism] | {loose} | (any reason) |  |  | 1 |  | Y002X0LY | CB012001
RCM - Zone Substations | Aux contacts (pallets) clean / repair / replace. | ZS Substation Corrective | Y002 | Pallet switches open circuit - high resistance / dirty contact. | X0LZ |  |  |  | Circuit breakers | [Circuit breaker - Mechanism] | {high resistance} | (build up of material) |  |  | 1 |  | Y002X0LZ | CB011901
RCM - Zone Substations | Primary isolating contact clean/repair/replace. | ZS Substation Corrective | Y07W | Pallet switches open circuit - high resistance / dirty contact. | X0LZ |  |  |  | Circuit breakers | [Circuit breaker - Mechanism] | {high resistance} | (build up of material) |  |  | 2 |  | Y07WX0LZ | CB014001
RCM - Zone Substations | Aux contacts (pallets) clean / repair / replace. | ZS Substation Corrective | Y002 | Pallet switches open circuit - high resistance / dirty contacts. | X0M0 |  |  |  | Circuit breakers | [Circuit breaker - Mechanism] | {high resistance} | (build up of material) |  |  | 1 |  | Y002X0M0 | CB010301
RCM - Zone Substations | Aux contacts (pallets) clean / repair / replace. | ZS Substation Corrective | Y002 | Pallet switches open circuit / high resistance - dirty contacts. | X0M1 |  |  |  | Circuit breakers | [Circuit breaker - Mechanism] | {high resistance} | (build up of material) |  |  | 1 |  | Y002X0M1 | CB021501
RCM - Zone Substations | CB truck bushing clean. | ZS Substation Corrective | Y011 | Panel loss of I.R. - surface contamination. | X0M2 |  |  |  | Circuit breakers | [Circuit breaker - Insulation] | {loss of dielectric strength} | (surface contamination) |  |  | 1 |  | Y011X0M2 | CB014601
RCM - Zone Substations | SF6 leak repair & replace SF6 gas. | ZS Substation Corrective | Y03R | Phase chambers loses SF6 gas pressure - damaged 'O' rings / degraded seals. | X0M8 |  |  |  | Circuit breakers | [Circuit breaker - Housing] | {leaking} | (any reason) |  |  | 1 |  | Y03RX0M8 | CB054501
RCM - Zone Substations | Rupture disk replace & SF6 gas refill. | ZS Substation Corrective | Y03M | Phase chambers loses SF6 gas pressure - explosion vent. | X0M9 |  |  |  | Circuit breakers | [Circuit breaker - Housing] | {leaking} | (any reason) |  |  | 1 |  | Y03MX0M9 | CB055401
RCM - Zone Substations | Rupture disk replace & SF6 gas refill. | ZS Substation Corrective | Y03M | Phase chambers loses SF6 gas pressure - leaking burst plate (explosion vent). | X0MA |  |  |  | Circuit breakers | [Circuit breaker - Housing] | {leaking} | (any reason) |  |  | 1 |  | Y03MX0MA | CB054501
RCM - Zone Substations | Rupture disk replace & SF6 gas refill. | ZS Substation Corrective | Y03M | Phase chambers loses SF6 gas pressure - rupture disc. | X0MB |  |  |  | Circuit breakers | [Circuit breaker - Housing] | {leaking} | (any reason) |  |  | 1 |  | Y03MX0MB | CB054502
RCM - Zone Substations | SF6 gas replace. | ZS Substation Corrective | Y03P | Phase chambers SF6 gas degrades - fault operations. | X0MC |  |  |  | Circuit breakers | [Circuit breaker - Insulation] | {loss of dielectric strength} | (operations) |  |  | 1 |  | Y03PX0MC | CB054501
RCM - Zone Substations | GIS moisture filter medium replace. | ZS Substation Corrective | Y01X | Phase chambers SF6 gas degrades - ineffective desiccant bag. | X0MD |  |  |  | Circuit breakers | [Circuit breaker - Insulation] | {loss of dielectric strength} | (operations) |  |  | 1 |  | Y01XX0MD | CB054501
RCM - Zone Substations | GIS moisture filter medium replace. | ZS Substation Corrective | Y01X | Phase chambers SF6 gas degrades - ineffective gas moisture filters. | X0ME |  |  |  | Circuit breakers | [Circuit breaker - Insulation] | {loss of dielectric strength} | (operations) |  |  | 1 |  | Y01XX0ME | CB054502
RCM - Zone Substations | SF6 gas replace. | ZS Substation Corrective | Y03P | Phase chambers SF6 gas degrades - normal operation. | X0MF |  |  |  | Circuit breakers | [Circuit breaker - Insulation] | {loss of dielectric strength} | (operations) |  |  | 1 |  | Y03PX0MF | CB054501
RCM - Zone Substations | Plug box repair/replace. | ZS Substation Corrective | Y02W | Plug box / umbilical lead damaged plug pins - misaligned plug. | X0MV |  |  |  | Circuit breakers | [Circuit breaker - Control / Indication] | {misaligned} | (any reason) |  |  | 1 |  | Y02WX0MV | CB042301
RCM - Zone Substations | Plug box repair/replace. | ZS Substation Corrective | Y02W | Plug box / umbilical lead interlock fails to trip CB - linkage damage. | X0MW |  |  |  | Circuit breakers | [Circuit breaker - Control / Indication] | {broken} | (any reason) |  |  | 1 |  | Y02WX0MW | CB011901
RCM - Zone Substations | Plug box repair/replace. | ZS Substation Corrective | Y02W | Plug box / umbilical lead loose connections - vibration. | X0MX |  |  |  | Circuit breakers | [Circuit breaker - Control / Indication] | {loose} | (any reason) |  |  | 1 |  | Y02WX0MX | CB011901
RCM - Zone Substations | Umbilical lead repair / replace. | ZS Substation Corrective | Y06J | Plug box / umbilical lead loss of mech. prot. - age degradation. | X0MY |  |  |  | Circuit breakers | [Circuit breaker - Control / Indication] | {broken} | (any reason) |  |  | 1 |  | Y06JX0MY | CB011901
RCM - Zone Substations | Plug box repair/replace. | ZS Substation Corrective | Y02W | Plug box / umbilical lead loss of mech. prot. - incorrect plastic bush fitted. | X0MZ |  |  |  | Circuit breakers | [Circuit breaker - Control / Indication] | {broken} | (any reason) |  |  | 1 |  | Y02WX0MZ | CB011901
RCM - Zone Substations | Umbilical lead repair / replace. | ZS Substation Corrective | Y06J | Plug box / umbilical lead loss of mech. prot. - mechanical damage. | X0N0 |  |  |  | Circuit breakers | [Circuit breaker - Control / Indication] | {broken} | (any reason) |  |  | 1 |  | Y06JX0N0 | CB011901
RCM - Zone Substations | Umbilical lead repair / replace. | ZS Substation Corrective | Y06J | Plug box / umbilical lead loss of mech. prot. - operator error. | X0N1 |  |  |  | Circuit breakers | [Circuit breaker - Control / Indication] | {broken} | (any reason) |  |  | 1 |  | Y06JX0N1 | CB039901
RCM - Zone Substations | Investigate/repair oil and water separation fail | ZS Substation Corrective | Y08K | [11 empty] | 0 |  | Y08K | #N/A
RCM - Zone Substations | Plug box repair/replace. | ZS Substation Corrective | Y02W | Plug box / umbilical lead open circuit contacts - misalignment. | X0N2 |  |  |  | Circuit breakers | [Circuit breaker - Control / Indication] | {misaligned} | (any reason) |  |  | 1 |  | Y02WX0N2 | CB011901
RCM - Zone Substations | Plug box repair/replace. | ZS Substation Corrective | Y02W | Plug box broken pins - mechanical damage. | X0N3 |  |  |  | Circuit breakers | [Circuit breaker - Control / Indication] | {broken} | (any reason) |  |  | 1 |  | Y02WX0N3 | CB040501
RCM - Zone Substations | Plug box repair/replace. | ZS Substation Corrective | Y02W | Plug box contact fingers/pins open circuit - loose plug box. | X0N4 |  |  |  | Circuit breakers | [Circuit breaker - Control / Indication] | {loose} | (any reason) |  |  | 1 |  | Y02WX0N4 | CB014001
RCM - Zone Substations | Plug box repair/replace. | ZS Substation Corrective | Y02W | Plug box contact fingers/pins open circuit - misaligned, dirty, lost spring tension. | X0N5 |  |  |  | Circuit breakers | [Circuit breaker - Control / Indication] | {broken} | (any reason) |  |  | 1 |  | Y02WX0N5 | CB014001
RCM - Zone Substations | Plug box repair/replace. | ZS Substation Corrective | Y02W | Plug box cracked ceramic plug - normal operational racking pressure. | X0N6 |  |  |  | Circuit breakers | [Circuit breaker - Control / Indication] | {broken} | (any reason) |  |  | 1 |  | Y02WX0N6 | CB014601
RCM - Zone Substations | Shutter repair/replace. | ZS Substation Corrective | Y07T | Plug box damaged plug pins - misaligned plug. | X0N7 |  |  |  | Circuit breakers | [Circuit breaker - Control / Indication] | {misaligned} | (any reason) |  |  | 1 |  | Y07TX0N7 | CB042602
RCM - Zone Substations | Plug box repair/replace. | ZS Substation Corrective | Y02W | Plug box high resistance - lubrication of contacts. | X0N8 |  |  |  | Circuit breakers | [Circuit breaker - Control / Indication] | {high resistance} | (build up of material) |  |  | 1 |  | Y02WX0N8 | CB012001
RCM - Zone Substations | Plug box repair/replace. | ZS Substation Corrective | Y02W | Plug box interlock fails to trip CB - linkage damage. | X0N9 |  |  |  | Circuit breakers | [Circuit breaker - Control / Indication] | {broken} | (any reason) |  |  | 1 |  | Y02WX0N9 | CB012001
RCM - Zone Substations | Plug box repair/replace. | ZS Substation Corrective | Y02W | Plug box interlocking fails - open trip contacts. | X0NA |  |  |  | Circuit breakers | [Circuit breaker - Control / Indication] | {broken} | (any reason) |  |  | 1 |  | Y02WX0NA | CB014001
RCM - Zone Substations | Plug box repair/replace. | ZS Substation Corrective | Y02W | Plug box loose connections - vibration. | X0NB |  |  |  | Circuit breakers | [Circuit breaker - Control / Indication] | {loose} | (any reason) |  |  | 1 |  | Y02WX0NB | CB012001
RCM - Zone Substations | Plug box repair/replace. | ZS Substation Corrective | Y02W | Plug box open circuit contacts - misalignment. | X0NC |  |  |  | Circuit breakers | [Circuit breaker - Control / Indication] | {misaligned} | (any reason) |  |  | 1 |  | Y02WX0NC | CB012001
RCM - Zone Substations | Plug box repair/replace. | ZS Substation Corrective | Y02W | Plug box worn/damaged - operational use. | X0ND |  |  |  | Circuit breakers | [Circuit breaker - Control / Indication] | {broken} | (any reason) |  |  | 1 |  | Y02WX0ND | CB031001
RCM - Zone Substations | Pressure gauge repair/replace. | ZS Substation Corrective | Y02X | Pole can't read pressure gauge - age degradation. | X0NJ |  |  |  | Circuit breakers | [Circuit breaker - Control / Indication] | {broken} | (any reason) |  |  | 1 |  | Y02XX0NJ | CB020704
RCM - Zone Substations | CB pole nitrogen charge. | ZS Substation Corrective | Y00W | Pole loss of current rating - gas pressure lost. | X0NK |  |  |  | Circuit breakers | [Circuit breaker - Housing] | {leaking} | (any reason) |  |  | 1 |  | Y00WX0NK | CB020702
RCM - Zone Substations | CB pole nitrogen charge. | ZS Substation Corrective | Y00W | Pole loss of current rating - gas pressure not restablished (fault ops). | X0NL |  |  |  | Circuit breakers | [Circuit breaker - Insulation] | {loss of dielectric strength} | (operations) |  |  | 1 |  | Y00WX0NL | CB020702
RCM - Zone Substations | CB pole nitrogen charge. | ZS Substation Corrective | Y00W | Pole loss of current rating - gas pressure not restablished (normal ops). | X0NM |  |  |  | Circuit breakers | [Circuit breaker - Insulation] | {loss of dielectric strength} | (operations) |  |  | 1 |  | Y00WX0NM | CB020702
RCM - Zone Substations | Pressure gauge repair/replace. | ZS Substation Corrective | Y02X | Pole loss of current rating - gauge not readable. | X0NN |  |  |  | Circuit breakers | [Circuit breaker - Control / Indication] | {broken} | (any reason) |  |  | 1 |  | Y02XX0NN | CB020702
RCM - Zone Substations | 'O' ring & seals replace and re-gas. | ZS Substation Corrective | Y02L | Pole loss of gas pressure - damaged o rings. | X10B |  |  |  | Circuit breakers | [Circuit breaker - Housing] | {leaking} | (any reason) |  |  | 1 |  | Y02LX10B | CB020704
RCM - Zone Substations | Pressure relief valve replace/repair. | ZS Substation Corrective | Y02Y | Pole loss of gas pressure - leaking over pressure valve. | X0NP |  |  |  | Circuit breakers | [Circuit breaker - Housing] | {leaking} | (any reason) |  |  | 1 |  | Y02YX0NP | CB020704
RCM - Zone Substations | CB pole nitrogen charge. | ZS Substation Corrective | Y00W | Pole loss of gas pressure - unknown leaks. | X0NQ |  |  |  | Circuit breakers | [Circuit breaker - Housing] | {leaking} | (any reason) |  |  | 1 |  | Y00WX0NQ | CB020704
RCM - Zone Substations | SF6 leak repair & replace SF6 gas. | ZS Substation Corrective | Y03R | Pole loss of I.R. - contaminated oil. | X0NR |  |  |  | Circuit breakers | [Circuit breaker - Insulation] | {contaminated} | (any reason) |  |  | 1 |  | Y03RX0NR | CB020702
RCM - Zone Substations | Support insulators replace. | ZS Substation Corrective | Y03Y | Pole loss of I.R. - deteriorated insulation. | X0NS |  |  |  | Circuit breakers | [Circuit breaker - Insulation] | {loss of dielectric strength} | (any reason) |  |  | 1 |  | Y03YX0NS | CB020702
RCM - Zone Substations | CB pole nitrogen charge. | ZS Substation Corrective | Y00W | Pole loss of I.R. - loss of gas pressure - moisture entry. | X0NT |  |  |  | Circuit breakers | [Circuit breaker - Housing] | {leaking} | (any reason) |  |  | 1 |  | Y00WX0NT | CB020702
RCM - Zone Substations | Oil replacement with filtered oil. | ZS Substation Corrective | Y07L | Pole loss of I.R. - oil is contaminated with water. | X0NU |  |  |  | Circuit breakers | [Circuit breaker - Insulation] | {contaminated} | (any reason) |  |  | 1 |  | Y07LX0NU | CB020703
RCM - Zone Substations | Oil leak repair. | ZS Substation Corrective | Y02M | Pole loss of I.R. - oil leak. | X0NV |  |  |  | Circuit breakers | [Circuit breaker - Housing] | {leaking} | (any reason) |  |  | 1 |  | Y02MX0NV | CB020702
RCM - Zone Substations | Oil replacement with filtered oil. | ZS Substation Corrective | Y07L | Pole loss of I.R. - oil leak. | X0NV |  |  |  | Circuit breakers | [Circuit breaker - Housing] | {leaking} | (any reason) |  |  | 2 |  | Y07LX0NV | CB020702
RCM - Zone Substations | Insulator clean/repair/replace. | ZS Substation Corrective | Y07G | Pole loss of I.R. - surface contamination/damage. | X0NW |  |  |  | Circuit breakers | [Circuit breaker - Insulation] | {loss of dielectric strength} | (surface contamination) |  |  | 1 |  | Y07GX0NW | CB020702
RCM - Zone Substations | 'O' ring & seals replace and re-gas. | ZS Substation Corrective | Y02L | Poles loss of gas pressure - damaged o rings. | X0NX |  |  |  | Circuit breakers | [Circuit breaker - Housing] | {leaking} | (any reason) |  |  | 1 |  | Y02LX0NX | CB040104
RCM - Zone Substations | SF6 leak repair & replace SF6 gas. | ZS Substation Corrective | Y03R | Poles loss of gas pressure - mechanical damage. | X0NY |  |  |  | Circuit breakers | [Circuit breaker - Housing] | {leaking} | (any reason) |  |  | 1 |  | Y03RX0NY | CB040104
RCM - Zone Substations | SF6 leak repair & replace SF6 gas. | ZS Substation Corrective | Y03R | Poles loss of gas pressure - porous castings. | X0NZ |  |  |  | Circuit breakers | [Circuit breaker - Housing] | {leaking} | (any reason) |  |  | 1 |  | Y03RX0NZ | CB040104
RCM - Zone Substations | CB replace. | ZS Substation Corrective | Y077 | Poles loss of I.R. - solid insulation degradation. | X10C |  |  |  | Circuit breakers | [Circuit breaker - Insulation] | {loss of dielectric strength} | (any reason) |  |  | 1 |  | Y077X10C | CB030101
RCM - Zone Substations | Insulator clean/repair/replace. | ZS Substation Corrective | Y07G | Poles loss of I.R. - surface contamination (high pollution). | X10D |  |  |  | Circuit breakers | [Circuit breaker - Insulation] | {loss of dielectric strength} | (surface contamination) |  |  | 1 |  | Y07GX10D | CB030101
RCM - Zone Substations | Insulator clean/repair/replace. | ZS Substation Corrective | Y07G | Poles loss of I.R. - surface contamination/damage. | X10E |  |  |  | Circuit breakers | [Circuit breaker - Insulation] | {loss of dielectric strength} | (surface contamination) |  |  | 1 |  | Y07GX10E | CB030101
RCM - Zone Substations | Explosion vent replace + re-gas. | ZS Substation Corrective | Y01P | Poles loss of SF6 gas pressure - damaged explosion vent. | X10F |  |  |  | Circuit breakers | [Circuit breaker - Housing] | {leaking} | (any reason) |  |  | 1 |  | Y01PX10F | CB034501
RCM - Zone Substations | 'O' ring & seals replace and re-gas. | ZS Substation Corrective | Y02L | Poles loss of SF6 gas pressure - damaged o rings. | X10G |  |  |  | Circuit breakers | [Circuit breaker - Housing] | {leaking} | (any reason) |  |  | 1 |  | Y02LX10G | CB030101
RCM - Zone Substations | SF6 leak repair & replace SF6 gas. | ZS Substation Corrective | Y03R | Poles loss of SF6 gas pressure - mechanical damage. | X10H |  |  |  | Circuit breakers | [Circuit breaker - Housing] | {leaking} | (any reason) |  |  | 1 |  | Y03RX10H | CB030101
RCM - Zone Substations | Gas monitor replace & SF6 gas refill. | ZS Substation Corrective | Y01S | Poles loss of SF6 gas pressure - porous castings. | X10J |  |  |  | Circuit breakers | [Circuit breaker - Housing] | {leaking} | (any reason) |  |  | 1 |  | Y01SX10J | CB033301
RCM - Zone Substations | SF6 leak repair & replace SF6 gas. | ZS Substation Corrective | Y03R | Poles loss of SF6 gas pressure - porous castings. | X10J |  |  |  | Circuit breakers | [Circuit breaker - Housing] | {leaking} | (any reason) |  |  | 2 |  | Y03RX10J | CB030101
RCM - Zone Substations | SF6 gas replace. | ZS Substation Corrective | Y03P | Poles SF6 gas degrades - fault operations. | X10K |  |  |  | Circuit breakers | [Circuit breaker - Insulation] | {loss of dielectric strength} | (operations) |  |  | 1 |  | Y03PX10K | CB030101
RCM - Zone Substations | SF6 leak repair & replace SF6 gas. | ZS Substation Corrective | Y03R | Poles SF6 gas degrades - moisture ingress. | X10L |  |  |  | Circuit breakers | [Circuit breaker - Insulation] | {loss of dielectric strength} | (operations) |  |  | 1 |  | Y03RX10L | CB030101
RCM - Zone Substations | SF6 gas replace. | ZS Substation Corrective | Y03P | Poles SF6 gas degrades - normal operation. | X10M |  |  |  | Circuit breakers | [Circuit breaker - Insulation] | {loss of dielectric strength} | (operations) |  |  | 1 |  | Y03PX10M | CB030101
RCM - Zone Substations | Recloser replace. | ZS Substation Corrective | Y06V | Position indicator switch open circuit / high resistance - dirty contacts. | X10N |  |  |  | Circuit breakers | [Circuit breaker - Control / Indication] | {high resistance} | (build up of material) |  |  | 1 |  | Y06VX10N | CB019902
RCM - Zone Substations | Wiring (connections) repair/tighten. | ZS Substation Corrective | Y06R | Position indicator switch open circuit / high resistance - loose wiring connections. | X10P |  |  |  | Circuit breakers | [Circuit breaker - Control / Indication] | {loose} | (any reason) |  |  | 1 |  | Y06RX10P | CB049903
RCM - Zone Substations | Recloser repair. | ZS Substation Corrective | Y03H | Power and coms connections failed - open circuit. | X10R |  |  |  | Circuit breakers | [Circuit breaker - Control / Indication] | {broken} | (any reason) |  |  | 1 |  | Y03HX10R | CB049903
RCM - Zone Substations | Mechanism (operating) clean/lube/repair. | ZS Substation Corrective | Y02F | Primary drive rod joints loss of pivot movement - loss of lubrication. | X110 |  |  |  | Circuit breakers | [Circuit breaker - Mechanism] | {broken} | (build up of material) |  |  | 1 |  | Y02FX110 | CB020702
RCM - Zone Substations | Primary isolating contact clean/repair/replace. | ZS Substation Corrective | Y07W | Primary isolating contact spout loss of I.R. - cracked bushing. | X111 |  |  |  | Circuit breakers | [Circuit breaker - Insulation] | {damaged} | (any reason) |  |  | 1 |  | Y07WX111 | CB011901
RCM - Zone Substations | Primary isolating contact clean/repair/replace. | ZS Substation Corrective | Y07W | Primary isolating contact spout loss of I.R. - damaged. | X112 |  |  |  | Circuit breakers | [Circuit breaker - Insulation] | {damaged} | (any reason) |  |  | 1 |  | Y07WX112 | CB012001
RCM - Zone Substations | Primary isolating contact clean/repair/replace. | ZS Substation Corrective | Y07W | Primary isolating contacts damaged - lubrication. | X113 |  |  |  | Circuit breakers | [Circuit breaker - Primary Contacts] | {broken} | (build up of material) |  |  | 1 |  | Y07WX113 | CB011901
RCM - Zone Substations | Primary isolating contact clean/repair/replace. | ZS Substation Corrective | Y07W | Primary isolating contacts discoloured / burnt - corona from misaligned braid. | X114 |  |  |  | Circuit breakers | [Circuit breaker - Primary Contacts] | {misaligned} | (any reason) |  |  | 1 |  | Y07WX114 | CB011901
RCM - Zone Substations | Primary isolating contact clean/repair/replace. | ZS Substation Corrective | Y07W | Primary isolating contacts high resistance - dirty. | X115 |  |  |  | Circuit breakers | [Circuit breaker - Primary Contacts] | {high resistance} | (build up of material) |  |  | 1 |  | Y07WX115 | CB030103
RCM - Zone Substations | Primary isolating contact clean/repair/replace. | ZS Substation Corrective | Y07W | Primary isolating contacts high resistance - loss of spring tension. | X116 |  |  |  | Circuit breakers | [Circuit breaker - Primary Contacts] | {high resistance} | (any reason) |  |  | 1 |  | Y07WX116 | CB030103
RCM - Zone Substations | Primary isolating contact clean/repair/replace. | ZS Substation Corrective | Y07W | Primary isolating contacts high resistance - oxidisation. | X117 |  |  |  | Circuit breakers | [Circuit breaker - Primary Contacts] | {high resistance} | (corrosion) |  |  | 1 |  | Y07WX117 | CB030104
RCM - Zone Substations | Primary isolating contact clean/repair/replace. | ZS Substation Corrective | Y07W | Primary isolating contacts high resistance contact - age degradation of contact surfaces. | X118 |  |  |  | Circuit breakers | [Circuit breaker - Primary Contacts] | {high resistance} | (any reason) |  |  | 1 |  | Y07WX118 | CB014601
RCM - Zone Substations | Primary isolating contact clean/repair/replace. | ZS Substation Corrective | Y07W | Primary isolating contacts high resistance contact - age degradation of silver coating. | X119 |  |  |  | Circuit breakers | [Circuit breaker - Primary Contacts] | {high resistance} | (any reason) |  |  | 1 |  | Y07WX119 | CB014001
RCM - Zone Substations | Primary isolating contact clean/repair/replace. | ZS Substation Corrective | Y07W | Primary isolating contacts high resistance contact - loss of silver coating. | X11A |  |  |  | Circuit breakers | [Circuit breaker - Primary Contacts] | {high resistance} | (any reason) |  |  | 1 |  | Y07WX11A | CB011901
RCM - Zone Substations | Primary isolating contact clean/repair/replace. | ZS Substation Corrective | Y07W | Primary isolating contacts high resistance contact - loss of spring tension. | X11B |  |  |  | Circuit breakers | [Circuit breaker - Primary Contacts] | {high resistance} | (any reason) |  |  | 1 |  | Y07WX11B | CB012001
RCM - Zone Substations | Primary isolating contact clean/repair/replace. | ZS Substation Corrective | Y07W | Primary isolating contacts high resistance contact - overloading. | X11C |  |  |  | Circuit breakers | [Circuit breaker - Primary Contacts] | {high resistance} | (any reason) |  |  | 1 |  | Y07WX11C | CB014601
RCM - Zone Substations | Primary isolating contact clean/repair/replace. | ZS Substation Corrective | Y07W | Primary isolating contacts loss of contact pressure - annealing of springs. | X11D |  |  |  | Circuit breakers | [Circuit breaker - Primary Contacts] | {broken} | (any reason) |  |  | 1 |  | Y07WX11D | CB011901
RCM - Zone Substations | Primary isolating contact clean/repair/replace. | ZS Substation Corrective | Y07W | Primary isolating contacts loss of contact pressure - contact shock rubbers deteriorated. | X0P0 |  |  |  | Circuit breakers | [Circuit breaker - Primary Contacts] | {broken} | (any reason) |  |  | 1 |  | Y07WX0P0 | CB011901
RCM - Zone Substations | Primary isolating contact clean/repair/replace. | ZS Substation Corrective | Y07W | Primary isolating contacts loss of silver coating - mechanical damage. | X0P1 |  |  |  | Circuit breakers | [Circuit breaker - Primary Contacts] | {broken} | (any reason) |  |  | 1 |  | Y07WX0P1 | CB035401
RCM - Zone Substations | Primary isolating contact clean/repair/replace. | ZS Substation Corrective | Y07W | Primary isolating contacts shorted - broken contact pressure spring. | X0P2 |  |  |  | Circuit breakers | [Circuit breaker - Primary Contacts] | {broken} | (any reason) |  |  | 1 |  | Y07WX0P2 | CB011901
RCM - Zone Substations | Recloser control card replace. | ZS Substation Corrective | Y03D | Prot & control card fails - electronics failure. | X0P3 |  |  |  | Circuit breakers | [Circuit breaker - Control / Indication] | {broken} | (any reason) |  |  | 1 |  | Y03DX0P3 | CB049903
RCM - Zone Substations | Recloser control card replace. | ZS Substation Corrective | Y03D | Prot & control card fails - vermin ingress. | X0P4 |  |  |  | Circuit breakers | [Circuit breaker - Control / Indication] | {broken} | (any reason) |  |  | 1 |  | Y03DX0P4 | CB049903
RCM - Zone Substations | Racking mechanism interlock repair/replace. | ZS Substation Corrective | Y039 | Racking mech. CB doesn't stay in position - age degradation. | X0P9 |  |  |  | Circuit breakers | [Circuit breaker - Mechanism] | {broken} | (any reason) |  |  | 1 |  | Y039X0P9 | CB012001
RCM - Zone Substations | Racking mechanism interlock repair/replace. | ZS Substation Corrective | Y039 | Racking mech. CB doesn't stay in position - excessive play in racking mechanism. | X0PA |  |  |  | Circuit breakers | [Circuit breaker - Mechanism] | {broken} | (any reason) |  |  | 1 |  | Y039X0PA | CB011901
RCM - Zone Substations | Steel drive nut replace. | ZS Substation Corrective | Y03X | Racking mech. CB doesn't stay in position - main drive nut (brass) stripped. | X0PB |  |  |  | Circuit breakers | [Circuit breaker - Mechanism] | {broken} | (any reason) |  |  | 1 |  | Y03XX0PB | CB011901
RCM - Zone Substations | Racking mechanism interlock repair/replace. | ZS Substation Corrective | Y039 | Racking mech. chain slips - excessive slack in racking mech drive chain. | X0PC |  |  |  | Circuit breakers | [Circuit breaker - Mechanism] | {loose} | (any reason) |  |  | 1 |  | Y039X0PC | CB011901
RCM - Zone Substations | Racking mechanism lubricate / repair. | ZS Substation Corrective | Y03A | Racking mech. misaligned racking plate - worn/damaged mountings. | X0PD |  |  |  | Circuit breakers | [Circuit breaker - Mechanism] | {misaligned} | (any reason) |  |  | 1 |  | Y03AX0PD | CB044503
RCM - Zone Substations | Racking mechanism lubricate / repair. | ZS Substation Corrective | Y03A | Racking mech. seizes - lack of lube. | X0PE |  |  |  | Circuit breakers | [Circuit breaker - Mechanism] | {broken} | (build up of material) |  |  | 1 |  | Y03AX0PE | CB011901
RCM - Zone Substations | Mechanism (latch) lubricate. | ZS Substation Corrective | Y02E | Racking mech. seizes - loss of lubrication. | X0PF |  |  |  | Circuit breakers | [Circuit breaker - Mechanism] | {broken} | (build up of material) |  |  | 1 |  | Y02EX0PF | CB040501
RCM - Zone Substations | Racking mechanism lubricate / repair. | ZS Substation Corrective | Y03A | Racking mech. seizes - loss of lubrication. | X0PF |  |  |  | Circuit breakers | [Circuit breaker - Mechanism] | {broken} | (build up of material) |  |  | 2 |  | Y03AX0PF | CB030103
RCM - Zone Substations | Recloser aerial repair / replace. | ZS Substation Corrective | Y03B | Recloser aerial damaged aerial - rust/vermin/theft. | X11E |  |  |  | Circuit breakers | [Circuit breaker - Control / Indication] | {broken} | (any reason) |  |  | 1 |  | Y03BX11E | CB049903
RCM - Zone Substations | Mechanism (trip) clean/lube/repair/replace. | ZS Substation Corrective | Y02G | Reverse trip device fails to trip - incorrect alignment. | X0QM |  |  |  | Circuit breakers | [Circuit breaker - Mechanism] | {misaligned} | (any reason) |  |  | 1 |  | Y02GX0QM | CB010301
RCM - Zone Substations | Rupture disk replace & SF6 gas refill. | ZS Substation Corrective | Y03M | Rupture disc assembly leaks - degradation. | X0QP |  |  |  | Circuit breakers | [Circuit breaker - Housing] | {leaking} | (any reason) |  |  | 1 |  | Y03MX0QP | CB054501
RCM - Zone Substations | Recloser fuse replace. | ZS Substation Corrective | Y03F | SCEM card fuse failure - excessive current/voltage. | X0QS |  |  |  | Circuit breakers | [Circuit breaker - Control / Indication] | {broken} | (any reason) |  |  | 1 |  | Y03FX0QS | CB049903
RCM - Zone Substations | Recloser control card replace. | ZS Substation Corrective | Y03D | SCEM card rectifier failure - SCEM card failure. | X0QT |  |  |  | Circuit breakers | [Circuit breaker - Control / Indication] | {broken} | (any reason) |  |  | 1 |  | Y03DX0QT | CB049903
RCM - Zone Substations | Dash pot (shock absorber) repair / replace. | ZS Substation Corrective | Y01F | Shock absorber fails to damp - oil leak. | X0RK |  |  |  | Circuit breakers | [Circuit breaker - Mechanism] | {leaking} | (any reason) |  |  | 1 |  | Y01FX0RK | CB030102
RCM - Zone Substations | Recloser replace. | ZS Substation Corrective | Y06V | Shock absorber fails to damp - worn damper. | X0RL |  |  |  | Circuit breakers | [Circuit breaker - Mechanism] | {broken} | (any reason) |  |  | 1 |  | Y06VX0RL | CB019902
RCM - Zone Substations | Dash pot (shock absorber) repair / replace. | ZS Substation Corrective | Y01F | Shock absorber fails to latch - wear, usage. | X0RM |  |  |  | Circuit breakers | [Circuit breaker - Mechanism] | {broken} | (any reason) |  |  | 1 |  | Y01FX0RM | CB010301
RCM - Zone Substations | Dash pot (shock absorber) repair / replace. | ZS Substation Corrective | Y01F | Shock absorber loss of oil - defective seal. | X0RN |  |  |  | Circuit breakers | [Circuit breaker - Mechanism] | {broken} | (any reason) |  |  | 1 |  | Y01FX0RN | CB010301
RCM - Zone Substations | Shutter repair/replace. | ZS Substation Corrective | Y07T | Shutters fail to open/close - broken spring. | X0RP |  |  |  | Circuit breakers | [Circuit breaker - Mechanism] | {broken} | (any reason) |  |  | 1 |  | Y07TX0RP | CB011901
RCM - Zone Substations | Shutter repair/replace. | ZS Substation Corrective | Y07T | Shutters fail to open/close - linkage damage. | X0RQ |  |  |  | Circuit breakers | [Circuit breaker - Mechanism] | {broken} | (any reason) |  |  | 1 |  | Y07TX0RQ | CB030103
RCM - Zone Substations | Shutter repair/replace. | ZS Substation Corrective | Y07T | Shutters fail to open/close - linkage damage/maloperation. | X0RR |  |  |  | Circuit breakers | [Circuit breaker - Mechanism] | {broken} | (any reason) |  |  | 1 |  | Y07TX0RR | CB040501
RCM - Zone Substations | Shutter repair/replace. | ZS Substation Corrective | Y07T | Shutters fails to open/close - broken spring. | X0RS |  |  |  | Circuit breakers | [Circuit breaker - Mechanism] | {broken} | (any reason) |  |  | 1 |  | Y07TX0RS | CB040501
RCM - Zone Substations | Shutter repair/replace. | ZS Substation Corrective | Y07T | Shutters prevent racking of CB - damaged. | X0RT |  |  |  | Circuit breakers | [Circuit breaker - Mechanism] | {broken} | (any reason) |  |  | 1 |  | Y07TX0RT | CB011901
RCM - Zone Substations | Shutter repair/replace. | ZS Substation Corrective | Y07T | Shutters prevent racking of CB - misaligned or damaged. | X0RU |  |  |  | Circuit breakers | [Circuit breaker - Mechanism] | {broken} | (any reason) |  |  | 1 |  | Y07TX0RU | CB040501
RCM - Zone Substations | Shutter repair/replace. | ZS Substation Corrective | Y07T | Shutters prevent racking of CB - misaligned. | X0RV |  |  |  | Circuit breakers | [Circuit breaker - Mechanism] | {broken} | (any reason) |  |  | 1 |  | Y07TX0RV | CB011901
RCM - Zone Substations | Spring charge repair. | ZS Substation Corrective | Y03V | Spring charge chain broken - defect. | X0RZ |  |  |  | Circuit breakers | [Circuit breaker - Mechanism] | {broken} | (any reason) |  |  | 1 |  | Y03VX0RZ | CB020703
RCM - Zone Substations | Spring charge repair. | ZS Substation Corrective | Y03V | Spring charge mech. closes during spring charge - side stop displaced by foreign object. | X0S0 |  |  |  | Circuit breakers | [Circuit breaker - Mechanism] | {broken} | (any reason) |  |  | 1 |  | Y03VX0S0 | CB014601
RCM - Zone Substations | Spring charge repair. | ZS Substation Corrective | Y03V | Spring charge mech. fails to latch - linkages detached. | X0S1 |  |  |  | Circuit breakers | [Circuit breaker - Mechanism] | {broken} | (any reason) |  |  | 1 |  | Y03VX0S1 | CB014601
RCM - Zone Substations | Mechanism lubricate / realign / repair. | ZS Substation Corrective | Y02J | Spring charge mech. fails to latch - lubrication degradation. | X0S2 |  |  |  | Circuit breakers | [Circuit breaker - Mechanism] | {broken} | (build up of material) |  |  | 1 |  | Y02JX0S2 | CB014001
RCM - Zone Substations | Spring charge repair. | ZS Substation Corrective | Y03V | Spring charge stop bolts loose - vibration. | X0S3 |  |  |  | Circuit breakers | [Circuit breaker - Mechanism] | {loose} | (any reason) |  |  | 1 |  | Y03VX0S3 | CB020703
RCM - Zone Substations | Mechanism (closing) clean/lube/repair/replace. | ZS Substation Corrective | Y02D | Spring charging mech. fails to operate - broken spring. | X0S4 |  |  |  | Circuit breakers | [Circuit breaker - Mechanism] | {broken} | (any reason) |  |  | 1 |  | Y02DX0S4 | CB011901
RCM - Zone Substations | Spring charge repair. | ZS Substation Corrective | Y03V | Spring charging mech. out of adjustment - limit switch out of adjustment. | X0S5 |  |  |  | Circuit breakers | [Circuit breaker - Mechanism] | {misaligned} | (any reason) |  |  | 1 |  | Y03VX0S5 | CB043501
RCM - Zone Substations | Spring charge repair. | ZS Substation Corrective | Y03V | Spring charging mech. out of adjustment - normal operation. | X0S6 |  |  |  | Circuit breakers | [Circuit breaker - Mechanism] | {misaligned} | (any reason) |  |  | 1 |  | Y03VX0S6 | CB011901
RCM - Zone Substations | Mechanism (closing) clean/lube/repair/replace. | ZS Substation Corrective | Y02D | Spring charging mechanism fails to operate - broken spring. | X0S7 |  |  |  | Circuit breakers | [Circuit breaker - Mechanism] | {broken} | (any reason) |  |  | 1 |  | Y02DX0S7 | CB031001
RCM - Zone Substations | Mechanism (trip) clean/lube/repair/replace. | ZS Substation Corrective | Y02G | Spring release coil out of adjustment - vibration/drift. | X0S8 |  |  |  | Circuit breakers | [Circuit breaker - Mechanism] | {misaligned} | (any reason) |  |  | 1 |  | Y02GX0S8 | CB011901
RCM - Zone Substations | Steelwork corrosion treatment. | ZS Substation Corrective | Y07X | Steelwork loss of support - corrosion. | X12Q |  |  |  | Circuit breakers | [Circuit breaker - Support Structure] | {broken} | (corrosion) |  |  | 1 |  | Y07XX12Q | CB010301
RCM - Zone Substations | Interlocking mechanism adjust / repair / replace. | ZS Substation Corrective | Y07H | Switch interlock damaged - operator error. | X0SJ |  |  |  | Circuit breakers | [Circuit breaker - Support Structure] | {broken} | (any reason) |  |  | 1 |  | Y07HX0SJ | CB041701
RCM - Zone Substations | Inspect, clean and reapply approved coating. | ZS Substation Corrective | Y027 | Switch panel loss of I.R. - internal defect. | X0SL |  |  |  | Circuit breakers | [Circuit breaker - Insulation] | {loss of dielectric strength} | (any reason) |  |  | 1 |  | Y027X0SL | CB041701
RCM - Zone Substations | CB tank repair / replace. | ZS Substation Corrective | Y010 | Tank earth bolt cracked - operational fatigue. | X0SM |  |  |  | Circuit breakers | [Circuit breaker - Housing] | {broken} | (any reason) |  |  | 1 |  | Y010X0SM | CB012001
RCM - Zone Substations | Bushing repair. | ZS Substation Corrective | Y00R | Tank lining / barriers damaged - misalignment. | X0SX |  |  |  | Circuit breakers | [Circuit breaker - Housing] | {misaligned} | (any reason) |  |  | 1 |  | Y00RX0SX | CB014001
OH - Conductors | Redundant - Conductor tie - replace | Defects | A054 | zOther cause (unknown / unlisted) - add note. | C000 | zOther | cause (unknown / unlisted) | add note. | Pole Top Equipment | [Conductor Ties - Tie] | {unknown} | (unknown) | unknown | unknown | 1 | replace
RCM - Zone Substations | CB tank lining repair. | ZS Substation Corrective | Y00Z | Tank lining / barriers damaged - misalignment. | X0SX |  |  |  | Circuit breakers | [Circuit breaker - Housing] | {misaligned} | (any reason) |  |  | 2 |  | Y00ZX0SX | CB011901
RCM - Zone Substations | CB truck replace. | ZS Substation Corrective | Y013 | Tank lining / barriers damaged - misalignment. | X0SX |  |  |  | Circuit breakers | [Circuit breaker - Housing] | {misaligned} | (any reason) |  |  | 3 |  | Y013X0SX | CB014001
RCM - Zone Substations | Manufacturer's modifications install. | ZS Substation Corrective | Y02C | Tank lining / barriers flash over - design error. | X0SY |  |  |  | Circuit breakers | [Circuit breaker - Insulation] | {loss of dielectric strength} | (any reason) |  |  | 1 |  | Y02CX0SY | CB011901
RCM - Zone Substations | CB replace. | ZS Substation Corrective | Y077 | Tank loss of I.R. - solid insulation degradation. | X0SZ |  |  |  | Circuit breakers | [Circuit breaker - Insulation] | {loss of dielectric strength} | (any reason) |  |  | 1 |  | Y077X0SZ | CB042601
RCM - Zone Substations | Must be removed and bridged out. | ZS Substation Corrective | Y08B | Faulty nuetral isolator. | X13B | [9 empty] | 1 |  | Y08BX13B | SW019906
Zone Sub | MUZ - SC - Calibration Fault | ZS Substation Corrective | ME1 | [11 empty] | 0 |  | ME1 | #N/A
Zone Sub | MUZ - SC - Communications defect | ZS Substation Corrective | ME2 | [11 empty] | 0 |  | ME2 | #N/A
Zone Sub | MUZ - SC - Other Defects | ZS Substation Corrective | ME3 | [11 empty] | 0 |  | ME3 | #N/A
RCM - Zone Substations | Insulator clean/repair/replace. | ZS Substation Corrective | Y07G | Tank loss of I.R. - surface contamination (high pollution). | X0T0 |  |  |  | Circuit breakers | [Circuit breaker - Insulation] | {loss of dielectric strength} | (surface contamination) |  |  | 1 |  | Y07GX0T0 | CB042601
RCM - Zone Substations | Insulator clean/repair/replace. | ZS Substation Corrective | Y07G | Tank loss of I.R. - surface contamination/damage. | X0T1 |  |  |  | Circuit breakers | [Circuit breaker - Insulation] | {loss of dielectric strength} | (surface contamination) |  |  | 1 |  | Y07GX0T1 | CB042601
RCM - Zone Substations | Oil leak repair. | ZS Substation Corrective | Y02M | Tank loss of oil - defective tap seal. | X0T2 |  |  |  | Circuit breakers | [Circuit breaker - Housing] | {leaking} | (any reason) |  |  | 1 |  | Y02MX0T2 | CB010301
RCM - Zone Substations | CB tank repair / replace. | ZS Substation Corrective | Y010 | Tank loss of oil - tank failure due corrosion (internal). | X0T3 |  |  |  | Circuit breakers | [Circuit breaker - Housing] | {leaking} | (any reason) |  |  | 1 |  | Y010X0T3 | CB010301
RCM - Zone Substations | CB tank repair / replace. | ZS Substation Corrective | Y010 | Tank loss of oil - tank failure due corrosion external. | X0T4 |  |  |  | Circuit breakers | [Circuit breaker - Housing] | {leaking} | (any reason) |  |  | 1 |  | Y010X0T4 | CB010301
RCM - Zone Substations | Oil leak repair & refill. | ZS Substation Corrective | Y07J | Oil seals leak - age degradation. | X12L | [9 empty] | 1 |  | Y07JX12L | CT039901
RCM - Zone Substations | Explosion vent replace + re-gas. | ZS Substation Corrective | Y01P | Tank loss of SF6 gas pressure - damaged explosion vent. | X0T5 |  |  |  | Circuit breakers | [Circuit breaker - Housing] | {leaking} | (any reason) |  |  | 1 |  | Y01PX0T5 | CB042601
RCM - Zone Substations | 'O' ring & seals replace and re-gas. | ZS Substation Corrective | Y02L | Tank loss of SF6 gas pressure - damaged o rings. | X0T6 |  |  |  | Circuit breakers | [Circuit breaker - Housing] | {leaking} | (any reason) |  |  | 1 |  | Y02LX0T6 | CB042601
RCM - Zone Substations | SF6 leak repair & replace SF6 gas. | ZS Substation Corrective | Y03R | Tank loss of SF6 gas pressure - mechanical damage. | X0T7 |  |  |  | Circuit breakers | [Circuit breaker - Housing] | {leaking} | (any reason) |  |  | 1 |  | Y03RX0T7 | CB042601
RCM - Zone Substations | SF6 leak repair & replace SF6 gas. | ZS Substation Corrective | Y03R | Tank loss of SF6 gas pressure - porous castings. | X0T8 |  |  |  | Circuit breakers | [Circuit breaker - Housing] | {leaking} | (any reason) |  |  | 1 |  | Y03RX0T8 | CB042601
RCM - Zone Substations | Explosion vent cap replace. | ZS Substation Corrective | Y070 | Tank SF6 moisture ingress - missing explosion vent cap. | X0TC |  |  |  | Circuit breakers | [Circuit breaker - Insulation] | {contaminated} | (any reason) |  |  | 1 |  | Y070X0TC | CB042601
RCM - Zone Substations | SF6 leak repair & replace SF6 gas. | ZS Substation Corrective | Y03R | Tank SF6 moisture ingress - 'O' ring. | X0TD |  |  |  | Circuit breakers | [Circuit breaker - Insulation] | {contaminated} | (any reason) |  |  | 1 |  | Y03RX0TD | CB042601
RCM - Zone Substations | Oil pocket repair. | ZS Substation Corrective | Y02N | Oil pocket does not contain oil - damaged. | X0K8 | [9 empty] | 1 |  | Y02NX0K8 | PC019906
RCM - Zone Substations | Oil refill. | ZS Substation Corrective | Y07K | Oil loss of dielectric strength - low oil level. | X12X | [9 empty] | 1 |  | Y07KX12X | CT039901
RCM - Zone Substations | Oil refill. | ZS Substation Corrective | Y07K | Oil pocket does not contain oil - damaged. | X0K8 | [9 empty] | 2 |  | Y07KX0K8 | PC019906
RCM - Zone Substations | Oil replacement with filtered oil. | ZS Substation Corrective | Y07L | Coarse selector switch contamination - moisture. | X05E | [9 empty] | 1 |  | Y07LX05E | TC012202
RCM - Zone Substations | Oil replacement with filtered oil. | ZS Substation Corrective | Y07L | Coarse selector switch contamination - normal operation. | X05F | [9 empty] | 1 |  | Y07LX05F | TC012202
RCM - Zone Substations | Oil replacement with filtered oil. | ZS Substation Corrective | Y07L | Diverter tank oil contaminates part surfaces - carbon contamination of oil. | X08H | [9 empty] | 1 |  | Y07LX08H | TC011501
RCM - Zone Substations | Oil replacement with filtered oil. | ZS Substation Corrective | Y07L | Diverter tank oil contamination of oil - normal operation. | X08J | [9 empty] | 1 |  | Y07LX08J | TC011501
RCM - Zone Substations | Oil replacement with filtered oil. | ZS Substation Corrective | Y07L | Diverter tank oil moisture ingress - degraded gaskets. | X08L | [9 empty] | 1 |  | Y07LX08L | TC011501
RCM - Zone Substations | Oil replacement with filtered oil. | ZS Substation Corrective | Y07L | Fine selector switch contamination - carbon buildup. | X0AV | [9 empty] | 1 |  | Y07LX0AV | TC012202
RCM - Zone Substations | Oil replacement with filtered oil. | ZS Substation Corrective | Y07L | Fine selector switch contamination - moisture. | X0AW | [9 empty] | 1 |  | Y07LX0AW | TC012202
RCM - Zone Substations | Oil replacement with filtered oil. | ZS Substation Corrective | Y07L | Fine selector switch tracking - carbon/metallic particles. | X0BU | [9 empty] | 1 |  | Y07LX0BU | TC012206
RCM - Zone Substations | Oil replacement with filtered oil. | ZS Substation Corrective | Y07L | Oil contaminates part surfaces - carbon contamination of oil. | X101 | [9 empty] | 1 |  | Y07LX101 | TC010601
RCM - Zone Substations | Oil replacement with filtered oil. | ZS Substation Corrective | Y07L | Oil contamination - moisture. | X0J2 | [9 empty] | 1 |  | Y07LX0J2 | TC012201
RCM - Zone Substations | Oil replacement with filtered oil. | ZS Substation Corrective | Y07L | Oil contamination - normal operation. | X0J3 | [9 empty] | 1 |  | Y07LX0J3 | TC010101
RCM - Zone Substations | CB replace. | ZS Substation Corrective | Y077 | Trip actuator fails to open - damaged. | X0V1 |  |  |  | Circuit breakers | [Circuit breaker - Mechanism] | {broken} | (any reason) |  |  | 1 |  | Y077X0V1 | CB042601
RCM - Zone Substations | Close coil repair / replace. | ZS Substation Corrective | Y014 | Trip coil burnt - overload. | X0V4 |  |  |  | Circuit breakers | [Circuit breaker - Mechanism - Trip Coil] | {damaged} | (any reason) |  |  | 1 |  | Y014X0V4 | CB031001
RCM - Zone Substations | Trip coil repair / replace. | ZS Substation Corrective | Y05Q | Trip coil burnt - overload. | X0V4 |  |  |  | Circuit breakers | [Circuit breaker - Mechanism - Trip Coil] | {damaged} | (any reason) |  |  | 2 |  | Y05QX0V4 | CB030103
RCM - Zone Substations | Trip coil repair / replace. | ZS Substation Corrective | Y05Q | Trip coil burnt out - mechanism failure. | X0V5 |  |  |  | Circuit breakers | [Circuit breaker - Mechanism - Trip Coil] | {damaged} | (any reason) |  |  | 1 |  | Y05QX0V5 | CB011901
RCM - Zone Substations | Trip coil repair / replace. | ZS Substation Corrective | Y05Q | Trip coil burnt rectifier - overload. | X0V6 |  |  |  | Circuit breakers | [Circuit breaker - Mechanism - Trip Coil] | {damaged} | (any reason) |  |  | 1 |  | Y05QX0V6 | CB030104
RCM - Zone Substations | Oil replacement with filtered oil. | ZS Substation Corrective | Y07L | Oil low level - thermal expansion and contraction. | X0K3 | [9 empty] | 1 |  | Y07LX0K3 | TC011001
RCM - Zone Substations | Wiring (connections) repair/tighten. | ZS Substation Corrective | Y06R | Trip coil fails to open - high resistance opening circuit. | X0V7 |  |  |  | Circuit breakers | [Circuit breaker - Mechanism - Trip Coil] | {high resistance} | (any reason) |  |  | 1 |  | Y06RX0V7 | CB049903
RCM - Zone Substations | Trip coil repair / replace. | ZS Substation Corrective | Y05Q | Trip coil fails to open - loose mounting. | X0V8 |  |  |  | Circuit breakers | [Circuit breaker - Mechanism - Trip Coil] | {broken} | (any reason) |  |  | 1 |  | Y05QX0V8 | CB030102
RCM - Zone Substations | Oil sample required. | ZS Substation Corrective | Y07M | Capacitive insulation degraded - electrical surges. | X11Y | [9 empty] | 3 |  | Y07MX11Y | VT039901
RCM - Zone Substations | Oil sample required. | ZS Substation Corrective | Y07M | Capacitive insulation degraded - ingress of moisture. | X11Z | [9 empty] | 3 |  | Y07MX11Z | VT039901
RCM - Zone Substations | Oil sample required. | ZS Substation Corrective | Y07M | DLA test point high impedance connection - poor pressure on foil wrap. | X08P | [9 empty] | 2 |  | Y07MX08P | CT039901
RCM - Zone Substations | Oil sample required. | ZS Substation Corrective | Y07M | Oil loss of dielectric strength - moisture ingress. | X12J | [9 empty] | 3 |  | Y07MX12J | AX019901
RCM - Zone Substations | Oil sample required. | ZS Substation Corrective | Y07M | Oil loss of dielectric strength - oil degradation. | X12K | [9 empty] | 2 |  | Y07MX12K | CT039901
RCM - Zone Substations | Capacitor (opening) replace. | ZS Substation Corrective | Y00V | Trip coil fails to open - opening cap failure. | X0V9 |  |  |  | Circuit breakers | [Circuit breaker - Mechanism - Trip Coil] | {broken} | (any reason) |  |  | 1 |  | Y00VX0V9 | CB049903
RCM - Zone Substations | Trip coil repair / replace. | ZS Substation Corrective | Y05Q | Trip coil fails to operate - open circuit due coil failure. | X0VA |  |  |  | Circuit breakers | [Circuit breaker - Mechanism - Trip Coil] | {broken} | (any reason) |  |  | 1 |  | Y05QX0VA | CB010301
RCM - Zone Substations | Operational labels replace. | ZS Substation Corrective | Y02P | Operating labels missing / incorrect - loss of adhesion. | X0KP | [9 empty] | 1 |  | Y02PX0KP | PC010801
RCM - Zone Substations | Operator mat install. | ZS Substation Corrective | Y02Q | Switch handle bond not directly bonded to operator mat - no mat installed. | X0SG | [9 empty] | 1 |  | Y02QX0SG | ER010000
Zone Sub | OTH - SC - Oil Quality | ZS Substation Corrective | OT2 | [11 empty] | 0 |  | OT2 | #N/A
RCM - Zone Substations | Other Defects | ZS Substation Corrective | YZZZ | Refer to hand-written Cause Notes below. | XZZZ | [9 empty] | 1 |  | YZZZXZZZ | AX019901
RCM - Zone Substations | Overpressure relay (tapchanger) repair / replace. | ZS Substation Corrective | Y02R | Diaphragm damaged - degradation. | X070 | [9 empty] | 1 |  | Y02RX070 | PC019904
RCM - Zone Substations | Overpressure relay (tapchanger) repair / replace. | ZS Substation Corrective | Y02R | Gaskets leaks - age degradation. | X0CP | [9 empty] | 3 |  | Y02RX0CP | PC019904
RCM - Zone Substations | Overpressure relay (tapchanger) repair / replace. | ZS Substation Corrective | Y02R | Microswitch maloperation - moisture. | X0GN | [9 empty] | 1 |  | Y02RX0GN | PC019904
RCM - Zone Substations | Overpressure relay (tapchanger) repair / replace. | ZS Substation Corrective | Y02R | Microswitch shorted - burnt/welded contacts. | X0GP | [9 empty] | 1 |  | Y02RX0GP | PC019904
RCM - Zone Substations | Mechanism (trip) clean/lube/repair/replace. | ZS Substation Corrective | Y02G | Trip coil fails to trip breaker - jammed core. | X0VB |  |  |  | Circuit breakers | [Circuit breaker - Mechanism - Trip Coil] | {broken} | (any reason) |  |  | 1 |  | Y02GX0VB | CB014001
RCM - Zone Substations | Trip coil repair / replace. | ZS Substation Corrective | Y05Q | Trip coil fails to trip breaker - jammed plunger. | X0VC |  |  |  | Circuit breakers | [Circuit breaker - Mechanism - Trip Coil] | {broken} | (any reason) |  |  | 1 |  | Y05QX0VC | CB014601
RCM - Zone Substations | Trip coil repair / replace. | ZS Substation Corrective | Y05Q | Trip coil loose mounting bolts - normal operation. | X0VD |  |  |  | Circuit breakers | [Circuit breaker - Mechanism - Trip Coil] | {loose} | (any reason) |  |  | 1 |  | Y05QX0VD | CB011901
RCM - Zone Substations | Mechanism (latch) lubricate. | ZS Substation Corrective | Y02E | Trip coil sticky trip bar - loss of lubrication. | X0VE |  |  |  | Circuit breakers | [Circuit breaker - Mechanism - Trip Coil] | {broken} | (build up of material) |  |  | 1 |  | Y02EX0VE | CB010301
RCM - Zone Substations | PC999901 Mechanicals & Full Calibration - 12 yr | ZS Substation Preventative | Z171 | [11 empty] | 0 |  | Z171 | #N/A
RCM - Zone Substations | PC999901 Mechanicals & Minor Calibration - 6 yr | ZS Substation Preventative | Z170 | [11 empty] | 0 |  | Z170 | #N/A
RCM - Zone Substations | PC999901 Minor Calibration - 3 yr | ZS Substation Preventative | Z169 | [11 empty] | 0 |  | Z169 | #N/A
RCM - Zone Substations | PC999902 Mechanicals Calibration - 6 yr | ZS Substation Preventative | Z172 | [11 empty] | 0 |  | Z172 | #N/A
RCM - Zone Substations | PC999903 Full Calibration - 6 yr | ZS Substation Preventative | Z173 | [11 empty] | 0 |  | Z173 | #N/A
RCM - Zone Substations | PC999904 Full Calibration - 12 yr | ZS Substation Preventative | Z175 | [11 empty] | 0 |  | Z175 | #N/A
RCM - Zone Substations | PC999904 Minor Calibration - 3 yr | ZS Substation Preventative | Z174 | [11 empty] | 0 |  | Z174 | #N/A
Zone Sub | PCC - SC - Other | ZS Substation Corrective | PC1 | [11 empty] | 0 |  | PC1 | #N/A
Zone Sub | PCC - SC - Setting Change | ZS Substation Corrective | PC2 | [11 empty] | 0 |  | PC2 | #N/A
Zone Sub | PCC - Setting Change | ZS Substation Preventative | PC2P | [11 empty] | 0 |  | PC2P | #N/A
RCM - Zone Substations | PD testing required. | ZS Substation Corrective | Y07N | Insulation partial discharge - loose connection. | X12V | [9 empty] | 2 |  | Y07NX12V | CT039901
RCM - Zone Substations | Mechanism (trip) clean/lube/repair/replace. | ZS Substation Corrective | Y02G | Trip mech. defective - loose trip bar. | X0VF |  |  |  | Circuit breakers | [Circuit breaker - Mechanism] | {loose} | (any reason) |  |  | 1 |  | Y02GX0VF | CB014601
RCM - Zone Substations | Mechanism (trip) clean/lube/repair/replace. | ZS Substation Corrective | Y02G | Trip mech. defective trip bar - broken weld. | X0VG |  |  |  | Circuit breakers | [Circuit breaker - Mechanism] | {broken} | (any reason) |  |  | 1 |  | Y02GX0VG | CB011901
RCM - Zone Substations | Mechanism (trip) clean/lube/repair/replace. | ZS Substation Corrective | Y02G | Trip mech. defective trip bar - loose. | X0VH |  |  |  | Circuit breakers | [Circuit breaker - Mechanism] | {loose} | (any reason) |  |  | 1 |  | Y02GX0VH | CB014001
RCM - Zone Substations | Drive rod lock nut secure. | ZS Substation Corrective | Y06T | Trip mech. drive rod shears - loose lock nuts. | X11S |  |  |  | Circuit breakers | [Circuit breaker - Mechanism] | {loose} | (any reason) |  |  | 1 |  | Y06TX11S | CB030101
RCM - Zone Substations | Trip coil repair / replace. | ZS Substation Corrective | Y05Q | Trip mech. fails open - corroded / defective trip coil. | X0VJ |  |  |  | Circuit breakers | [Circuit breaker - Mechanism] | {broken} | (corrosion) |  |  | 1 |  | Y05QX0VJ | CB020703
RCM - Zone Substations | Mechanism (operating) clean/lube/repair. | ZS Substation Corrective | Y02F | Trip mech. fails open - dried/wrong lubrication. | X0VK |  |  |  | Circuit breakers | [Circuit breaker - Mechanism] | {broken} | (build up of material) |  |  | 1 |  | Y02FX0VK | CB021501
RCM - Zone Substations | Mechanism (trip) clean/lube/repair/replace. | ZS Substation Corrective | Y02G | Trip mech. fails open - loss of spring tension. | X0VL |  |  |  | Circuit breakers | [Circuit breaker - Mechanism] | {loose} | (any reason) |  |  | 1 |  | Y02GX0VL | CB020703
RCM - Zone Substations | Aux contacts (pallets) clean / repair / replace. | ZS Substation Corrective | Y002 | Trip mech. fails to open - A' pallet misalignment. | X0VM |  |  |  | Circuit breakers | [Circuit breaker - Mechanism] | {misaligned} | (any reason) |  |  | 1 |  | Y002X0VM | CB030101
RCM - Zone Substations | Gas monitor replace & SF6 gas refill. | ZS Substation Corrective | Y01S | Trip mech. fails to open - faulty gas density monitor. | X0VN |  |  |  | Circuit breakers | [Circuit breaker - Control / Indication] | {broken} | (any reason) |  |  | 1 |  | Y01SX0VN | CB030102
RCM - Zone Substations | Aux contacts (pallets) clean / repair / replace. | ZS Substation Corrective | Y002 | Trip mech. fails to open - faulty lockout relay. | X11T |  |  |  | Circuit breakers | [Circuit breaker - Control / Indication] | {broken} | (any reason) |  |  | 1 |  | Y002X11T | CB030102
RCM - Zone Substations | Mechanism (trip) clean/lube/repair/replace. | ZS Substation Corrective | Y02G | Trip mech. fails to trip - jammed trip button. | X0VP |  |  |  | Circuit breakers | [Circuit breaker - Mechanism] | {broken} | (any reason) |  |  | 1 |  | Y02GX0VP | CB020702
RCM - Zone Substations | Mechanism (trip) clean/lube/repair/replace. | ZS Substation Corrective | Y02G | Trip mech. loose trip plunger - normal operation. | X0VQ |  |  |  | Circuit breakers | [Circuit breaker - Mechanism] | {loose} | (any reason) |  |  | 1 |  | Y02GX0VQ | CB011901
RCM - Zone Substations | Mechanism (operating) clean/lube/repair. | ZS Substation Corrective | Y02F | Trip mech. restricted trip plunger travel - degraded lubrication. | X0VR |  |  |  | Circuit breakers | [Circuit breaker - Mechanism] | {broken} | (build up of material) |  |  | 1 |  | Y02FX0VR | CB014001
RCM - Zone Substations | Mechanism (trip) clean/lube/repair/replace. | ZS Substation Corrective | Y02G | Trip mech. restricted trip roller movement - degraded lubricant. | X0VS |  |  |  | Circuit breakers | [Circuit breaker - Mechanism] | {broken} | (build up of material) |  |  | 1 |  | Y02GX0VS | CB014001
RCM - Zone Substations | Mechanism (trip) clean/lube/repair/replace. | ZS Substation Corrective | Y02G | Trip mech. seized - lack of lube / ingress of contaminant. | X0VT |  |  |  | Circuit breakers | [Circuit breaker - Mechanism] | {broken} | (build up of material) |  |  | 1 |  | Y02GX0VT | CB014601
RCM - Zone Substations | Mechanism (operating) clean/lube/repair. | ZS Substation Corrective | Y02F | Trip mech. slow operation - age degradation of lube. | X0VU |  |  |  | Circuit breakers | [Circuit breaker - Mechanism] | {broken} | (build up of material) |  |  | 1 |  | Y02FX0VU | CB020703
RCM - Zone Substations | Mechanism (trip) clean/lube/repair/replace. | ZS Substation Corrective | Y02G | Trip mech. slow operation - age degradation of lube. | X0VU |  |  |  | Circuit breakers | [Circuit breaker - Mechanism] | {broken} | (build up of material) |  |  | 2 |  | Y02GX0VU | CB030101
RCM - Zone Substations | Mechanism (trip) clean/lube/repair/replace. | ZS Substation Corrective | Y02G | Trip mech. slow operation - age degradation of lubrication. | X0VV |  |  |  | Circuit breakers | [Circuit breaker - Mechanism] | {broken} | (build up of material) |  |  | 1 |  | Y02GX0VV | CB054501
RCM - Zone Substations | Pivot point tighten / clean / lube. | ZS Substation Corrective | Y02V | Trip mech. slow operation - corroded operating linkages. | X0VW |  |  |  | Circuit breakers | [Circuit breaker - Mechanism] | {broken} | (corrosion) |  |  | 1 |  | Y02VX0VW | CB020703
RCM - Zone Substations | Mechanism (trip) clean/lube/repair/replace. | ZS Substation Corrective | Y02G | Trip mech. slow operation - defective trip bar. | X0VX |  |  |  | Circuit breakers | [Circuit breaker - Mechanism] | {broken} | (build up of material) |  |  | 1 |  | Y02GX0VX | CB030103
RCM - Zone Substations | Mechanism (trip) clean/lube/repair/replace. | ZS Substation Corrective | Y02G | Trip mech. slow operation - deteriorated lubrication. | X0VY |  |  |  | Circuit breakers | [Circuit breaker - Mechanism] | {broken} | (build up of material) |  |  | 1 |  | Y02GX0VY | CB011901
RCM - Zone Substations | Mechanism clean. | ZS Substation Corrective | Y02H | Trip mech. slow operation - excess lubrication. | X0VZ |  |  |  | Circuit breakers | [Circuit breaker - Mechanism] | {broken} | (build up of material) |  |  | 1 |  | Y02HX0VZ | CB030103
RCM - Zone Substations | Mechanism (operating) clean/lube/repair. | ZS Substation Corrective | Y02F | Trip mech. slow operation - loss of lubrication. | X0W0 |  |  |  | Circuit breakers | [Circuit breaker - Mechanism] | {broken} | (build up of material) |  |  | 1 |  | Y02FX0W0 | CB020702
RCM - Zone Substations | Mechanism (trip) clean/lube/repair/replace. | ZS Substation Corrective | Y02G | Trip mech. slow operation - loss of lubrication. | X0W0 |  |  |  | Circuit breakers | [Circuit breaker - Mechanism] | {broken} | (build up of material) |  |  | 2 |  | Y02GX0W0 | CB011901
RCM - Zone Substations | Mechanism clean. | ZS Substation Corrective | Y02H | Trip mech. slow operation - loss of lubrication. | X0W0 |  |  |  | Circuit breakers | [Circuit breaker - Mechanism] | {broken} | (build up of material) |  |  | 3 |  | Y02HX0W0 | CB042301
RCM - Zone Substations | Mechanism (trip) clean/lube/repair/replace. | ZS Substation Corrective | Y02G | Trip mech. slow operation - loss of spring tension. | X0W1 |  |  |  | Circuit breakers | [Circuit breaker - Mechanism] | {broken} | (any reason) |  |  | 1 |  | Y02GX0W1 | CB020703
RCM - Zone Substations | Mechanism (trip) clean/lube/repair/replace. | ZS Substation Corrective | Y02G | Trip mech. slow operation - loss of trip spring tension. | X0W2 |  |  |  | Circuit breakers | [Circuit breaker - Mechanism] | {broken} | (any reason) |  |  | 1 |  | Y02GX0W2 | CB020702
RCM - Zone Substations | Mechanism (trip) clean/lube/repair/replace. | ZS Substation Corrective | Y02G | Trip mech. slow operation - wear. | X0W3 |  |  |  | Circuit breakers | [Circuit breaker - Mechanism] | {broken} | (operations) |  |  | 1 |  | Y02GX0W3 | CB020702
RCM - Zone Substations | Recloser replace. | ZS Substation Corrective | Y06V | Trip mech. slow operation - wear. | X0W3 |  |  |  | Circuit breakers | [Circuit breaker - Mechanism] | {broken} | (operations) |  |  | 2 |  | Y06VX0W3 | CB019902
RCM - Zone Substations | Bushing replace. | ZS Substation Corrective | Y00S | Truck bushings damaged - overheated primary isolating contact. | X0W4 |  |  |  | Circuit breakers | [Circuit breaker - Primary Contacts] | {broken} | (any reason) |  |  | 1 |  | Y00SX0W4 | CB012001
RCM - Zone Substations | CB truck replace. | ZS Substation Corrective | Y013 | Truck bushings damaged - overheated primary isolating contact. | X0W4 |  |  |  | Circuit breakers | [Circuit breaker - Primary Contacts] | {broken} | (any reason) |  |  | 2 |  | Y013X0W4 | CB012001
RCM - Zone Substations | Bushing repair. | ZS Substation Corrective | Y00R | Truck bushings loss of I.R. - electrical grading loss. | X0W5 |  |  |  | Circuit breakers | [Circuit breaker - Bushing] | {loss of dielectric strength} | (any reason) |  |  | 1 |  | Y00RX0W5 | CB014001
RCM - Zone Substations | Bushing replace. | ZS Substation Corrective | Y00S | Truck bushings loss of I.R. - electrical grading loss. | X0W5 |  |  |  | Circuit breakers | [Circuit breaker - Bushing] | {loss of dielectric strength} | (any reason) |  |  | 2 |  | Y00SX0W5 | CB012001
RCM - Zone Substations | CB truck replace. | ZS Substation Corrective | Y013 | Truck bushings loss of I.R. - electrical grading loss. | X0W5 |  |  |  | Circuit breakers | [Circuit breaker - Bushing] | {loss of dielectric strength} | (any reason) |  |  | 3 |  | Y013X0W5 | CB012001
RCM - Zone Substations | Bushing repair. | ZS Substation Corrective | Y00R | Truck bushings loss of I.R. - internal defect. | X0W6 |  |  |  | Circuit breakers | [Circuit breaker - Bushing] | {loss of dielectric strength} | (any reason) |  |  | 1 |  | Y00RX0W6 | CB011901
RCM - Zone Substations | Bushing replace. | ZS Substation Corrective | Y00S | Truck bushings loss of I.R. - internal defect. | X0W6 |  |  |  | Circuit breakers | [Circuit breaker - Bushing] | {loss of dielectric strength} | (any reason) |  |  | 2 |  | Y00SX0W6 | CB012001
RCM - Zone Substations | CB truck repair. | ZS Substation Corrective | Y012 | Truck bushings loss of I.R. - internal defect. | X0W6 |  |  |  | Circuit breakers | [Circuit breaker - Bushing] | {loss of dielectric strength} | (any reason) |  |  | 3 |  | Y012X0W6 | CB042401
RCM - Zone Substations | CB truck replace. | ZS Substation Corrective | Y013 | Truck bushings loss of I.R. - internal defect. | X0W6 |  |  |  | Circuit breakers | [Circuit breaker - Bushing] | {loss of dielectric strength} | (any reason) |  |  | 4 |  | Y013X0W6 | CB011901
RCM - Zone Substations | Bushing repair. | ZS Substation Corrective | Y00R | Truck bushings loss of I.R. - surface contamination. | X0W7 |  |  |  | Circuit breakers | [Circuit breaker - Bushing] | {loss of dielectric strength} | (surface contamination) |  |  | 1 |  | Y00RX0W7 | CB040501
RCM - Zone Substations | CB truck bushing clean. | ZS Substation Corrective | Y011 | Truck bushings loss of I.R. - surface contamination. | X0W7 |  |  |  | Circuit breakers | [Circuit breaker - Bushing] | {loss of dielectric strength} | (surface contamination) |  |  | 2 |  | Y011X0W7 | CB011901
RCM - Zone Substations | Bushing repair. | ZS Substation Corrective | Y00R | Truck bushings mechanical damage - incorrect contact lubricant. | X0W8 |  |  |  | Circuit breakers | [Circuit breaker - Bushing] | {broken} | (build up of material) |  |  | 1 |  | Y00RX0W8 | CB014601
RCM - Zone Substations | CB truck replace. | ZS Substation Corrective | Y013 | Truck bushings mechanical damage - incorrect contact lubricant. | X0W8 |  |  |  | Circuit breakers | [Circuit breaker - Bushing] | {broken} | (operations) |  |  | 2 |  | Y013X0W8 | CB014601
RCM - Zone Substations | Prot. firmware update & recalibrate. | ZS Substation Corrective | Y02Z | Microprocessor fails to operate - software. | X0GH | [9 empty] | 1 |  | Y02ZX0GH | PC039901
RCM - Zone Substations | Prot. Group analysis required. | ZS Substation Corrective | Y030 | Microprocessor incorrect settings - malgrade. | X0GK | [9 empty] | 1 |  | Y030X0GK | PC030101
RCM - Zone Substations | Prot. Metrosil replace. | ZS Substation Corrective | Y031 | Metrosil open circuit - age deterioration. | X0GE | [9 empty] | 1 |  | Y031X0GE | PC012205
RCM - Zone Substations | Prot. Metrosil replace. | ZS Substation Corrective | Y031 | Metrosil short circuit - voltage transient. | X0GF | [9 empty] | 1 |  | Y031X0GF | PC012205
RCM - Zone Substations | Prot. Relay battery replace. | ZS Substation Corrective | Y032 | Memory back-up battery loss of capacity - age degradation. | X0G6 | [9 empty] | 1 |  | Y032X0G6 | PC039901
RCM - Zone Substations | Prot. Relay card repair / replace. | ZS Substation Corrective | Y033 | Analogue card open circuit - manufacturing defect. | X003 | [9 empty] | 1 |  | Y033X003 | PC030101
RCM - Zone Substations | Prot. Relay card repair / replace. | ZS Substation Corrective | Y033 | Analogue card short circuit - human error. | X004 | [9 empty] | 1 |  | Y033X004 | PC030101
RCM - Zone Substations | Prot. Relay card repair / replace. | ZS Substation Corrective | Y033 | Analogue card short circuit - internal fault. | X005 | [9 empty] | 1 |  | Y033X005 | PC030101
RCM - Zone Substations | Prot. Relay card repair / replace. | ZS Substation Corrective | Y033 | Connection stud back plane open circuit - loose connection. | X05U | [9 empty] | 1 |  | Y033X05U | PC030101
RCM - Zone Substations | Prot. Relay card repair / replace. | ZS Substation Corrective | Y033 | Connection stud back plane open circuit - manufacturing defect. | X05V | [9 empty] | 1 |  | Y033X05V | PC030101
RCM - Zone Substations | Prot. Relay card repair / replace. | ZS Substation Corrective | Y033 | Input / output card fails to operate - component failure. | X0DK | [9 empty] | 1 |  | Y033X0DK | PC030101
RCM - Zone Substations | Prot. Relay clean. | ZS Substation Corrective | Y034 | Relay breather filter blocked - contamination. | X11F | [9 empty] | 1 |  | Y034X11F | PC010801
RCM - Zone Substations | Prot. Relay connections tighten. | ZS Substation Corrective | Y035 | Connection screws high resistance - incorrect tightening. | X05S | [9 empty] | 1 |  | Y035X05S | PC010801
RCM - Zone Substations | Prot. Relay connections tighten. | ZS Substation Corrective | Y035 | Connection screws short circuit to adjacent connections - incorrect tightening. | X05T | [9 empty] | 1 |  | Y035X05T | PC010801
RCM - Zone Substations | Prot. Relay connections tighten. | ZS Substation Corrective | Y035 | Connection stud high resistance - incorrect tightening. | X121 | [9 empty] | 2 |  | Y035X121 | PC011001
RCM - Zone Substations | Prot. Relay connections tighten. | ZS Substation Corrective | Y035 | Connection stud short circuit to adjacent connections - incorrect tightening. | X122 | [9 empty] | 1 |  | Y035X122 | PC011001
RCM - Zone Substations | Prot. Relay output repair. | ZS Substation Corrective | Y036 | Output relay failure to complete circuit - burnt output relay. | X0LP | [9 empty] | 1 |  | Y036X0LP | PC030101
RCM - Zone Substations | Prot. Relay repair. | ZS Substation Corrective | Y07P | Auxiliary relay contacts failure to complete circuit - burning / pitting. | X00Z | [9 empty] | 1 |  | Y07PX00Z | PC010801
RCM - Zone Substations | Prot. Relay repair. | ZS Substation Corrective | Y07P | Auxiliary relay contacts failure to complete circuit - surface contamination. | X010 | [9 empty] | 1 |  | Y07PX010 | PC010801
RCM - Zone Substations | Prot. Relay repair. | ZS Substation Corrective | Y07P | Brake magnets weak - age degradation. | X01U | [9 empty] | 1 |  | Y07PX01U | PC014003
RCM - Zone Substations | Prot. Relay repair. | ZS Substation Corrective | Y07P | Case shorting bridge open circuit - loss of spring tension. | X03A | [9 empty] | 1 |  | Y07PX03A | PC010801
RCM - Zone Substations | Prot. Relay repair. | ZS Substation Corrective | Y07P | Circuit board incorrect timing - component failure. | X0Y4 | [9 empty] | 1 |  | Y07PX0Y4 | PC029903
RCM - Zone Substations | Prot. Relay repair. | ZS Substation Corrective | Y07P | Contact arms fails to close - contact misalignment. | X05X | [9 empty] | 1 |  | Y07PX05X | PC014003
RCM - Zone Substations | Prot. Relay repair. | ZS Substation Corrective | Y07P | Contact arms fails to open - contact misalignment. | X05Y | [9 empty] | 1 |  | Y07PX05Y | PC014003
RCM - Zone Substations | Prot. Relay repair. | ZS Substation Corrective | Y07P | Current dial open circuit - rotary switch contact surface contaminated. | X06R | [9 empty] | 1 |  | Y07PX06R | PC011001
RCM - Zone Substations | Prot. Relay repair. | ZS Substation Corrective | Y07P | Current dial open circuit - rotary switch damaged. | X06S | [9 empty] | 1 |  | Y07PX06S | PC011001
RCM - Zone Substations | Prot. Relay repair. | ZS Substation Corrective | Y07P | Directional control contact high resistance - surface contamintation. | X075 | [9 empty] | 1 |  | Y07PX075 | PC012202
RCM - Zone Substations | Prot. Relay repair. | ZS Substation Corrective | Y07P | Flag dropped - incorrect adjustment. | X0C9 | [9 empty] | 1 |  | Y07PX0C9 | PC010801
RCM - Zone Substations | Prot. Relay repair. | ZS Substation Corrective | Y07P | Flag jammed / sticky - incorrect adjustment. | X0CA | [9 empty] | 1 |  | Y07PX0CA | PC010801
RCM - Zone Substations | Prot. Relay repair. | ZS Substation Corrective | Y07P | Flag will not reset - incorrect adjustment. | X0CB | [9 empty] | 1 |  | Y07PX0CB | PC010801
RCM - Zone Substations | Prot. Relay repair. | ZS Substation Corrective | Y07P | Glass / Perspex misaligned - loose mounting tabs. | X128 | [9 empty] | 1 |  | Y07PX128 | PC011001
RCM - Zone Substations | Prot. Relay repair. | ZS Substation Corrective | Y07P | Hairspring deformed - incorrect maintenance. | X0CW | [9 empty] | 1 |  | Y07PX0CW | PC011001
RCM - Zone Substations | Prot. Relay repair. | ZS Substation Corrective | Y07P | Hairspring separated from fixed or moving posts - fatigue. | X0CX | [9 empty] | 1 |  | Y07PX0CX | PC011001
RCM - Zone Substations | Prot. Relay repair. | ZS Substation Corrective | Y07P | Hairspring separated from fixed or moving posts - moving connection loose. | X0CY | [9 empty] | 1 |  | Y07PX0CY | PC011001
RCM - Zone Substations | Prot. Relay repair. | ZS Substation Corrective | Y07P | Hairspring separated from fixed or moving posts - overloaded trip circuit. | X0CZ | [9 empty] | 1 |  | Y07PX0CZ | PC012201
RCM - Zone Substations | Prot. Relay repair. | ZS Substation Corrective | Y07P | Induction disc fails to reset - welded contacts. | X0D6 | [9 empty] | 1 |  | Y07PX0D6 | PC011001
RCM - Zone Substations | Prot. Relay repair. | ZS Substation Corrective | Y07P | Induction disc fast rotation - hairspring deterioration. | X0D7 | [9 empty] | 1 |  | Y07PX0D7 | PC011001
RCM - Zone Substations | Prot. Relay repair. | ZS Substation Corrective | Y07P | Induction disc fast rotation - loss hair spring tension. | X0D8 | [9 empty] | 1 |  | Y07PX0D8 | PC011001
RCM - Zone Substations | Prot. Relay repair. | ZS Substation Corrective | Y07P | Induction disc fast rotation - weak brake magnet. | X0D9 | [9 empty] | 1 |  | Y07PX0D9 | PC011001
RCM - Zone Substations | Prot. Relay repair. | ZS Substation Corrective | Y07P | Induction disc high pickup current - defective jewel bearing. | X0DA | [9 empty] | 1 |  | Y07PX0DA | PC011001
RCM - Zone Substations | Prot. Relay repair. | ZS Substation Corrective | Y07P | Induction disc high pickup current - hairspring deformed. | X0DB | [9 empty] | 1 |  | Y07PX0DB | PC011001
RCM - Zone Substations | Prot. Relay repair. | ZS Substation Corrective | Y07P | Induction disc high pickup current - sticky backstop. | X0DC | [9 empty] | 1 |  | Y07PX0DC | PC011001
RCM - Zone Substations | Prot. Relay repair. | ZS Substation Corrective | Y07P | Induction disc low pickup current - hairspring deterioration. | X0DD | [9 empty] | 1 |  | Y07PX0DD | PC011001
RCM - Zone Substations | Prot. Relay repair. | ZS Substation Corrective | Y07P | Induction disc low pickup current - incorrect adjustment. | X0DE | [9 empty] | 1 |  | Y07PX0DE | PC011001
RCM - Zone Substations | Prot. Relay repair. | ZS Substation Corrective | Y07P | Induction disc slow rotation - contaminants in brake magnet. | X0DF | [9 empty] | 1 |  | Y07PX0DF | PC011001
RCM - Zone Substations | Prot. Relay repair. | ZS Substation Corrective | Y07P | Induction disc slow rotation - defective jewel bearing. | X0DG | [9 empty] | 1 |  | Y07PX0DG | PC011001
RCM - Zone Substations | Prot. Relay repair. | ZS Substation Corrective | Y07P | Induction disc slow rotation - hairspring deformed. | X0DH | [9 empty] | 1 |  | Y07PX0DH | PC011001
RCM - Zone Substations | Prot. Relay repair. | ZS Substation Corrective | Y07P | Induction disc slow rotation - incorrectly adjusted brake magnet. | X0YQ | [9 empty] | 1 |  | Y07PX0YQ | PC011001
RCM - Zone Substations | Prot. Relay repair. | ZS Substation Corrective | Y07P | Induction disc slow rotation - surface contamination on disc. | X0DJ | [9 empty] | 1 |  | Y07PX0DJ | PC011001
RCM - Zone Substations | Prot. Relay repair. | ZS Substation Corrective | Y07P | Jewel assembly / shaft lock nut does not rotate correctly - incorrect adjustment. | X0EJ | [9 empty] | 1 |  | Y07PX0EJ | PC011001
RCM - Zone Substations | Prot. Relay repair. | ZS Substation Corrective | Y07P | LCD display not working - component defect. | X0EL | [9 empty] | 1 |  | Y07PX0EL | PC032301
RCM - Zone Substations | Prot. Relay repair. | ZS Substation Corrective | Y07P | LED / Flag jammed / sticky - incorrect adjustment. | X0EP | [9 empty] | 1 |  | Y07PX0EP | PC029903
RCM - Zone Substations | Prot. Relay repair. | ZS Substation Corrective | Y07P | LED / Flag will not reset - incorrect adjustment. | X0ER | [9 empty] | 1 |  | Y07PX0ER | PC029903
RCM - Zone Substations | Prot. Relay repair. | ZS Substation Corrective | Y07P | LED number display not working - component defect. | X0ES | [9 empty] | 1 |  | Y07PX0ES | PC030101
RCM - Zone Substations | Prot. Relay repair. | ZS Substation Corrective | Y07P | Output relay welded closed - overloaded contact. | X0LQ | [9 empty] | 1 |  | Y07PX0LQ | PC030101
RCM - Zone Substations | Prot. Relay repair. | ZS Substation Corrective | Y07P | Perspex misaligned - loose mounting tabs. | X0M7 | [9 empty] | 1 |  | Y07PX0M7 | PC010801
RCM - Zone Substations | Prot. Relay repair. | ZS Substation Corrective | Y07P | Pickup adjustment incorrectly set - leaf spring tension. | X0MP | [9 empty] | 1 |  | Y07PX0MP | PC012205
RCM - Zone Substations | Prot. Relay repair. | ZS Substation Corrective | Y07P | Pickup adjustment setting drift - armature pressure change. | X0MQ | [9 empty] | 1 |  | Y07PX0MQ | PC011001
RCM - Zone Substations | Prot. Relay repair. | ZS Substation Corrective | Y07P | Pickup adjustment setting drift - component failure. | X0MS | [9 empty] | 1 |  | Y07PX0MS | PC029902
RCM - Zone Substations | Prot. Relay repair. | ZS Substation Corrective | Y07P | Plug bridge open circuit - bridge sticks open. | X0NE | [9 empty] | 1 |  | Y07PX0NE | PC012201
RCM - Zone Substations | Prot. Relay repair. | ZS Substation Corrective | Y07P | Plug bridge open circuit - bridge/plug contact surface contaminated. | X0NF | [9 empty] | 1 |  | Y07PX0NF | PC012201
RCM - Zone Substations | Prot. Relay repair. | ZS Substation Corrective | Y07P | Plug-in moving coil failure to complete circuit - burning / pitting. | X0NH | [9 empty] | 1 |  | Y07PX0NH | PC010801
RCM - Zone Substations | Prot. Relay repair. | ZS Substation Corrective | Y07P | Plug-in moving coil out of tolerance - corrosion of iron core. | X10A | [9 empty] | 1 |  | Y07PX10A | PC010801
RCM - Zone Substations | Prot. Relay repair. | ZS Substation Corrective | Y07P | Power supply loss of output - component failure. | X10S | [9 empty] | 1 |  | Y07PX10S | PC030101
RCM - Zone Substations | Prot. Relay repair. | ZS Substation Corrective | Y07P | Racking connections high resistance - surface contamination. | X0P7 | [9 empty] | 1 |  | Y07PX0P7 | PC010801
RCM - Zone Substations | Prot. Relay repair. | ZS Substation Corrective | Y07P | Relay case distorted - mechanical damage. | X0PQ | [9 empty] | 1 |  | Y07PX0PQ | PC010801
RCM - Zone Substations | Prot. Relay repair. | ZS Substation Corrective | Y07P | Relay case mechanical damage - corrosion. | X0PR | [9 empty] | 1 |  | Y07PX0PR | PC010801
RCM - Zone Substations | Prot. Relay repair. | ZS Substation Corrective | Y07P | Relay contacts failure to complete circuit - burning / pitting. | X0PT | [9 empty] | 2 |  | Y07PX0PT | PC010801
RCM - Zone Substations | Prot. Relay repair. | ZS Substation Corrective | Y07P | Relay contacts failure to complete circuit - out of adjustment. | X0PV | [9 empty] | 1 |  | Y07PX0PV | PC011001
RCM - Zone Substations | Prot. Relay repair. | ZS Substation Corrective | Y07P | Relay contacts failure to complete circuit - surface contamination. | X0PW | [9 empty] | 1 |  | Y07PX0PW | PC010801
RCM - Zone Substations | Prot. Relay repair. | ZS Substation Corrective | Y07P | Relay contacts unintentional operation - incorrect adjustment - flag reset arm. | X0PZ | [9 empty] | 1 |  | Y07PX0PZ | PC012201
RCM - Zone Substations | Prot. Relay repair. | ZS Substation Corrective | Y07P | Relay cover gasket deteriorated - age / exposure. | X12M | [9 empty] | 1 |  | Y07PX12M | PC010801
RCM - Zone Substations | Prot. Relay repair. | ZS Substation Corrective | Y07P | Relay cover gasket missing / misaligned - incorrect past practice. | X12N | [9 empty] | 1 |  | Y07PX12N | PC010801
RCM - Zone Substations | Prot. Relay repair. | ZS Substation Corrective | Y07P | Relay cover securing assembly damaged / missing - human error / incorrect handling. | X12P | [9 empty] | 1 |  | Y07PX12P | PC010801
RCM - Zone Substations | Prot. Relay repair. | ZS Substation Corrective | Y07P | Relay element remains picked up - surface contamination. | X0Q2 | [9 empty] | 1 |  | Y07PX0Q2 | PC012205
RCM - Zone Substations | Prot. Relay repair. | ZS Substation Corrective | Y07P | Relay settings incorrect time setting - human error. | X0Q6 | [9 empty] | 1 |  | Y07PX0Q6 | PC011001
RCM - Zone Substations | Prot. Relay repair. | ZS Substation Corrective | Y07P | Rotary switch open circuit - surface contaminated. | X0QN | [9 empty] | 1 |  | Y07PX0QN | PC010801
RCM - Zone Substations | Prot. Relay repair. | ZS Substation Corrective | Y07P | Rotary switch open circuit - worn contacts. | X11H | [9 empty] | 1 |  | Y07PX11H | PC010801
RCM - Zone Substations | Prot. Relay repair. | ZS Substation Corrective | Y07P | Series flag relay dropped - incorrect adjustment. | X0RC | [9 empty] | 1 |  | Y07PX0RC | PC019903
RCM - Zone Substations | Prot. Relay repair. | ZS Substation Corrective | Y07P | Series flag relay jammed / sticky - incorrect adjustment. | X0RD | [9 empty] | 1 |  | Y07PX0RD | PC019903
RCM - Zone Substations | Prot. Relay repair. | ZS Substation Corrective | Y07P | Series flag relay will not reset - incorrect adjustment. | X0RE | [9 empty] | 1 |  | Y07PX0RE | PC019903
RCM - Zone Substations | Prot. Relay repair. | ZS Substation Corrective | Y07P | Trip circuit isolator open circuit - broken linkage / contact. | X0V2 | [9 empty] | 1 |  | Y07PX0V2 | PC011001
RCM - Zone Substations | Prot. Relay repair. | ZS Substation Corrective | Y07P | Wiring (general) not effectively earthed - wrong cable. | X12U | [9 empty] | 1 |  | Y07PX12U | PC030101
RCM - Zone Substations | Prot. Relay replace. | ZS Substation Corrective | Y07Q | Auxiliary coil does not operate - open circuit. | X00P | [9 empty] | 2 |  | Y07QX00P | PC011001
RCM - Zone Substations | Prot. Relay replace. | ZS Substation Corrective | Y07Q | Auxiliary relay contacts failure to complete circuit - burning / pitting. | X00Z | [9 empty] | 2 |  | Y07QX00Z | PC010801
RCM - Zone Substations | Prot. Relay replace. | ZS Substation Corrective | Y07Q | Bias circuit bridge rectifier open circuit - aging. | X01N | [9 empty] | 1 |  | Y07QX01N | PC010801
RCM - Zone Substations | Prot. Relay replace. | ZS Substation Corrective | Y07Q | Capacitor loss of dielectric - age degradation. | X037 | [9 empty] | 1 |  | Y07QX037 | PC012202
RCM - Zone Substations | Prot. Relay replace. | ZS Substation Corrective | Y07Q | Case shorting bridge open circuit - loss of spring tension. | X03A | [9 empty] | 2 |  | Y07QX03A | PC010801
RCM - Zone Substations | Prot. Relay replace. | ZS Substation Corrective | Y07Q | Circuit board bias circuit fails - aging. | X03F | [9 empty] | 1 |  | Y07QX03F | PC022301
RCM - Zone Substations | Prot. Relay replace. | ZS Substation Corrective | Y07Q | Circuit board component failure - age/usage. | X03G | [9 empty] | 1 |  | Y07QX03G | PC010801
RCM - Zone Substations | Prot. Relay replace. | ZS Substation Corrective | Y07Q | Circuit board harmonic restraint fails - age/usage. | X03H | [9 empty] | 1 |  | Y07QX03H | PC010801
RCM - Zone Substations | Prot. Relay replace. | ZS Substation Corrective | Y07Q | Circuit board slow to drop out - component failure. | X03J | [9 empty] | 1 |  | Y07QX03J | PC022302
RCM - Zone Substations | Prot. Relay replace. | ZS Substation Corrective | Y07Q | Current dial open circuit - rotary switch contact surface contaminated. | X06R | [9 empty] | 2 |  | Y07QX06R | PC011001
RCM - Zone Substations | Prot. Relay replace. | ZS Substation Corrective | Y07Q | Current dial open circuit - rotary switch damaged. | X06S | [9 empty] | 2 |  | Y07QX06S | PC011001
RCM - Zone Substations | Prot. Relay replace. | ZS Substation Corrective | Y07Q | Dip switch open circuit - worn contacts. | X074 | [9 empty] | 1 |  | Y07QX074 | PC022301
RCM - Zone Substations | Prot. Relay replace. | ZS Substation Corrective | Y07Q | Disc seized - contamination. | X076 | [9 empty] | 1 |  | Y07QX076 | PC014003
RCM - Zone Substations | Prot. Relay replace. | ZS Substation Corrective | Y07Q | Electronic time adjustment setting drift - electrical failure. | X0A1 | [9 empty] | 1 |  | Y07QX0A1 | PC011902
RCM - Zone Substations | Prot. Relay replace. | ZS Substation Corrective | Y07Q | Flag jammed / sticky - incorrect adjustment. | X0CA | [9 empty] | 2 |  | Y07QX0CA | PC011001
RCM - Zone Substations | Prot. Relay replace. | ZS Substation Corrective | Y07Q | Flag will not reset - incorrect adjustment. | X0CB | [9 empty] | 2 |  | Y07QX0CB | PC011001
RCM - Zone Substations | Prot. Relay replace. | ZS Substation Corrective | Y07Q | Front panel interface does not operate - internal failure. | X0CE | [9 empty] | 1 |  | Y07QX0CE | PC039901
RCM - Zone Substations | Prot. Relay replace. | ZS Substation Corrective | Y07Q | Hairspring deformed - incorrect maintenance. | X0CW | [9 empty] | 2 |  | Y07QX0CW | PC011001
RCM - Zone Substations | Prot. Relay replace. | ZS Substation Corrective | Y07Q | Hairspring separated from fixed or moving posts - fatigue. | X0CX | [9 empty] | 2 |  | Y07QX0CX | PC011001
RCM - Zone Substations | Prot. Relay replace. | ZS Substation Corrective | Y07Q | Hairspring separated from fixed or moving posts - moving connection loose. | X0CY | [9 empty] | 2 |  | Y07QX0CY | PC011001
RCM - Zone Substations | Prot. Relay replace. | ZS Substation Corrective | Y07Q | Hairspring separated from fixed or moving posts - overloaded trip circuit. | X0CZ | [9 empty] | 2 |  | Y07QX0CZ | PC011001
RCM - Zone Substations | Prot. Relay replace. | ZS Substation Corrective | Y07Q | Harmonic restraint coil high pick up current - aging of capacitor. | X0D0 | [9 empty] | 1 |  | Y07QX0D0 | PC014002
RCM - Zone Substations | Prot. Relay replace. | ZS Substation Corrective | Y07Q | Harmonic restraint rectifier open circuit - aging. | X0D1 | [9 empty] | 1 |  | Y07QX0D1 | PC010801
RCM - Zone Substations | Prot. Relay replace. | ZS Substation Corrective | Y07Q | Induction disc fails to reset - welded contacts. | X0D6 | [9 empty] | 2 |  | Y07QX0D6 | PC011001
RCM - Zone Substations | Prot. Relay replace. | ZS Substation Corrective | Y07Q | Induction disc fast rotation - hairspring deterioration. | X0D7 | [9 empty] | 2 |  | Y07QX0D7 | PC011001
RCM - Zone Substations | Prot. Relay replace. | ZS Substation Corrective | Y07Q | Induction disc fast rotation - loss hair spring tension. | X0D8 | [9 empty] | 2 |  | Y07QX0D8 | PC011001
RCM - Zone Substations | Prot. Relay replace. | ZS Substation Corrective | Y07Q | Induction disc high pickup current - defective jewel bearing. | X0DA | [9 empty] | 2 |  | Y07QX0DA | PC011001
RCM - Zone Substations | Prot. Relay replace. | ZS Substation Corrective | Y07Q | Induction disc high pickup current - hairspring deformed. | X0DB | [9 empty] | 2 |  | Y07QX0DB | PC011001
RCM - Zone Substations | Prot. Relay replace. | ZS Substation Corrective | Y07Q | Induction disc low pickup current - hairspring deterioration. | X0DD | [9 empty] | 2 |  | Y07QX0DD | PC011001
RCM - Zone Substations | Prot. Relay replace. | ZS Substation Corrective | Y07Q | Induction disc low pickup current - incorrect adjustment. | X0DE | [9 empty] | 2 |  | Y07QX0DE | PC011001
RCM - Zone Substations | Prot. Relay replace. | ZS Substation Corrective | Y07Q | Induction disc slow rotation - defective jewel bearing. | X0DG | [9 empty] | 2 |  | Y07QX0DG | PC011001
RCM - Zone Substations | Prot. Relay replace. | ZS Substation Corrective | Y07Q | Induction disc slow rotation - hairspring deformed. | X0DH | [9 empty] | 2 |  | Y07QX0DH | PC011001
RCM - Zone Substations | Prot. Relay replace. | ZS Substation Corrective | Y07Q | Input / output card fails to operate - component failure. | X0DK | [9 empty] | 2 |  | Y07QX0DK | PC030101
RCM - Zone Substations | Prot. Relay replace. | ZS Substation Corrective | Y07Q | Internal regulator loss of output - overheating of output transistor. | X0E9 | [9 empty] | 1 |  | Y07QX0E9 | PC029901
RCM - Zone Substations | Prot. Relay replace. | ZS Substation Corrective | Y07Q | Internal relay insulation damaged - loss of insulation. | X12H | [9 empty] | 1 |  | Y07QX12H | PC010801
RCM - Zone Substations | Prot. Relay replace. | ZS Substation Corrective | Y07Q | Jewel assembly / shaft lock nut does not rotate correctly - incorrect adjustment. | X0EJ | [9 empty] | 2 |  | Y07QX0EJ | PC011001
RCM - Zone Substations | Prot. Relay replace. | ZS Substation Corrective | Y07Q | Jewel bearings cracked - age degradation. | X0EK | [9 empty] | 1 |  | Y07QX0EK | PC014003
RCM - Zone Substations | Prot. Relay replace. | ZS Substation Corrective | Y07Q | LCD display not working - component defect. | X0EL | [9 empty] | 2 |  | Y07QX0EL | PC032301
RCM - Zone Substations | Prot. Relay replace. | ZS Substation Corrective | Y07Q | Leaf springs on contacts slow to drop out - reduced spring tension. | X0EN | [9 empty] | 1 |  | Y07QX0EN | PC011901
RCM - Zone Substations | Prot. Relay replace. | ZS Substation Corrective | Y07Q | LED / Flag illuminated - component failure. | X0YT | [9 empty] | 1 |  | Y07QX0YT | PC022301
RCM - Zone Substations | Prot. Relay replace. | ZS Substation Corrective | Y07Q | LED / Flag open circuit - age degradation. | X0EQ | [9 empty] | 1 |  | Y07QX0EQ | PC022301
RCM - Zone Substations | Prot. Relay replace. | ZS Substation Corrective | Y07Q | LED / Flag will not reset - incorrect adjustment. | X0ER | [9 empty] | 2 |  | Y07QX0ER | PC022301
RCM - Zone Substations | Prot. Relay replace. | ZS Substation Corrective | Y07Q | LED number display not working - component defect. | X0ES | [9 empty] | 2 |  | Y07QX0ES | PC030101
RCM - Zone Substations | Prot. Relay replace. | ZS Substation Corrective | Y07Q | LEDs fail to flag - component failure. | X0ET | [9 empty] | 2 |  | Y07QX0ET | PC030101
RCM - Zone Substations | Prot. Relay replace. | ZS Substation Corrective | Y07Q | LEDs will not reset - component failure. | X0EU | [9 empty] | 2 |  | Y07QX0EU | PC030101
RCM - Zone Substations | Prot. Relay replace. | ZS Substation Corrective | Y07Q | Mechanical mechanism jammed - worn out. | X0G4 | [9 empty] | 1 |  | Y07QX0G4 | PC014003
RCM - Zone Substations | Prot. Relay replace. | ZS Substation Corrective | Y07Q | Mechanical time adjustment setting drift - mechanical failure. | X0G5 | [9 empty] | 1 |  | Y07QX0G5 | PC012204
RCM - Zone Substations | Prot. Relay replace. | ZS Substation Corrective | Y07Q | Microprocessor fails to operate - hardware. | X0GG | [9 empty] | 1 |  | Y07QX0GG | PC030101
RCM - Zone Substations | Prot. Relay replace. | ZS Substation Corrective | Y07Q | Microprocessor fails to operate - software. | X0GH | [9 empty] | 2 |  | Y07QX0GH | PC030101
RCM - Zone Substations | Prot. Relay replace. | ZS Substation Corrective | Y07Q | Microprocessor high pickup current - analogue drift. | X0YW | [9 empty] | 1 |  | Y07QX0YW | PC032201
RCM - Zone Substations | Prot. Relay replace. | ZS Substation Corrective | Y07Q | Microprocessor incorrect timing - analogue drift. | X0GL | [9 empty] | 1 |  | Y07QX0GL | PC032201
RCM - Zone Substations | Prot. Relay replace. | ZS Substation Corrective | Y07Q | Microprocessor IOC drift - analogue drift. | X0GM | [9 empty] | 1 |  | Y07QX0GM | PC032201
RCM - Zone Substations | Prot. Relay replace. | ZS Substation Corrective | Y07Q | Neutral impedance replicator phase angle setting drift - corroded wiper on pot | X0ZX | [9 empty] | 1 |  | Y07QX0ZX | PC029901
RCM - Zone Substations | Prot. Relay replace. | ZS Substation Corrective | Y07Q | Operate relay slow operation - age degradation. | X0KM | [9 empty] | 1 |  | Y07QX0KM | PC014002
RCM - Zone Substations | Prot. Relay replace. | ZS Substation Corrective | Y07Q | Operating coil bridge rectifier open circuit - aging. | X0KN | [9 empty] | 1 |  | Y07QX0KN | PC010801
RCM - Zone Substations | Prot. Relay replace. | ZS Substation Corrective | Y07Q | Operating coil does not operate - open circuit. | X105 | [9 empty] | 1 |  | Y07QX105 | PC012205
RCM - Zone Substations | Prot. Relay replace. | ZS Substation Corrective | Y07Q | Output relay failure to complete circuit - burnt output relay. | X0LP | [9 empty] | 2 |  | Y07QX0LP | PC030101
RCM - Zone Substations | Prot. Relay replace. | ZS Substation Corrective | Y07Q | Output relay welded closed - overloaded contact. | X0LQ | [9 empty] | 2 |  | Y07QX0LQ | PC030101
RCM - Zone Substations | Prot. Relay replace. | ZS Substation Corrective | Y07Q | Phase element characteristic shape and size drift - comparator/pot setting. | X0MG | [9 empty] | 1 |  | Y07QX0MG | PC029901
RCM - Zone Substations | Prot. Relay replace. | ZS Substation Corrective | Y07Q | Phase element comparator fails to operate - internal component failure. | X0MH | [9 empty] | 1 |  | Y07QX0MH | PC029901
RCM - Zone Substations | Prot. Relay replace. | ZS Substation Corrective | Y07Q | Phase element comparator operates when not required - internal component failure. | X108 | [9 empty] | 1 |  | Y07QX108 | PC029901
RCM - Zone Substations | Prot. Relay replace. | ZS Substation Corrective | Y07Q | Phase element incorrect timing - out of tolerance. | X0MJ | [9 empty] | 1 |  | Y07QX0MJ | PC029901
RCM - Zone Substations | Prot. Relay replace. | ZS Substation Corrective | Y07Q | Phase element incorrect timing - timer can failure. | X0MK | [9 empty] | 1 |  | Y07QX0MK | PC029901
RCM - Zone Substations | Prot. Relay replace. | ZS Substation Corrective | Y07Q | Phase element phase angle setting drift - corroded wiper on pot | X0ML | [9 empty] | 1 |  | Y07QX0ML | PC029901
RCM - Zone Substations | Prot. Relay replace. | ZS Substation Corrective | Y07Q | Phase element setting voltage out of tolerance - faulty capacitor. | X0MM | [9 empty] | 1 |  | Y07QX0MM | PC029901
RCM - Zone Substations | Prot. Relay replace. | ZS Substation Corrective | Y07Q | Phase element unable to adjust phase angle setting - corrosion. | X0MN | [9 empty] | 1 |  | Y07QX0MN | PC029901
RCM - Zone Substations | Prot. Relay replace. | ZS Substation Corrective | Y07Q | Pickup adjustment incorrectly set - component failure. | X109 | [9 empty] | 1 |  | Y07QX109 | PC019907
RCM - Zone Substations | Prot. Relay replace. | ZS Substation Corrective | Y07Q | Pickup adjustment incorrectly set - leaf spring tension. | X0MP | [9 empty] | 2 |  | Y07QX0MP | PC012205
RCM - Zone Substations | Prot. Relay replace. | ZS Substation Corrective | Y07Q | Pickup adjustment setting drift - armature pressure change. | X0MQ | [9 empty] | 2 |  | Y07QX0MQ | PC011001
RCM - Zone Substations | Prot. Relay replace. | ZS Substation Corrective | Y07Q | Pickup adjustment setting drift - circuit board failure. | X0MR | [9 empty] | 1 |  | Y07QX0MR | PC011902
RCM - Zone Substations | Prot. Relay replace. | ZS Substation Corrective | Y07Q | Pickup adjustment setting drift - component failure. | X0MS | [9 empty] | 2 |  | Y07QX0MS | PC022302
RCM - Zone Substations | Prot. Relay replace. | ZS Substation Corrective | Y07Q | Plug bridge open circuit - bridge sticks open. | X0NE | [9 empty] | 2 |  | Y07QX0NE | PC012201
RCM - Zone Substations | Prot. Relay replace. | ZS Substation Corrective | Y07Q | Plug-in moving coil failure to complete circuit - burning / pitting. | X0NH | [9 empty] | 2 |  | Y07QX0NH | PC010801
RCM - Zone Substations | Prot. Relay replace. | ZS Substation Corrective | Y07Q | Plug-in moving coil out of tolerance - corrosion of iron core. | X10A | [9 empty] | 2 |  | Y07QX10A | PC010801
RCM - Zone Substations | Prot. Relay replace. | ZS Substation Corrective | Y07Q | Power supply loss of output - component failure. | X10S | [9 empty] | 2 |  | Y07QX10S | PC029901
RCM - Zone Substations | Prot. Relay replace. | ZS Substation Corrective | Y07Q | Racking connections open circuit - broken linkage / contact. | X0P8 | [9 empty] | 1 |  | Y07QX0P8 | PC010801
RCM - Zone Substations | Prot. Relay replace. | ZS Substation Corrective | Y07Q | Relay armature slow to drop out - component failure. | X0PM | [9 empty] | 1 |  | Y07QX0PM | PC011902
RCM - Zone Substations | Prot. Relay replace. | ZS Substation Corrective | Y07Q | Relay armature slow to drop out - residual magnetism. | X0PN | [9 empty] | 1 |  | Y07QX0PN | PC011901
RCM - Zone Substations | Prot. Relay replace. | ZS Substation Corrective | Y07Q | Relay case distorted - mechanical damage. | X0PQ | [9 empty] | 2 |  | Y07QX0PQ | PC011902
RCM - Zone Substations | Prot. Relay replace. | ZS Substation Corrective | Y07Q | Relay case mechanical damage - corrosion. | X0PR | [9 empty] | 2 |  | Y07QX0PR | PC011902
RCM - Zone Substations | Prot. Relay replace. | ZS Substation Corrective | Y07Q | Relay contacts fails to operate - open circuit. | X0PS | [9 empty] | 1 |  | Y07QX0PS | PC022301
RCM - Zone Substations | Prot. Relay replace. | ZS Substation Corrective | Y07Q | Relay contacts failure to complete circuit - damaged. | X0PU | [9 empty] | 1 |  | Y07QX0PU | PC011902
RCM - Zone Substations | Prot. Relay replace. | ZS Substation Corrective | Y07Q | Relay contacts failure to complete circuit - surface contamination. | X0PW | [9 empty] | 2 |  | Y07QX0PW | PC010801
RCM - Zone Substations | Prot. Relay replace. | ZS Substation Corrective | Y07Q | Relay cover gasket deteriorated - age / exposure. | X12M | [9 empty] | 2 |  | Y07QX12M | PC010801
RCM - Zone Substations | Prot. Relay replace. | ZS Substation Corrective | Y07Q | Relay element remains picked up - residual magnetism. | X0Q1 | [9 empty] | 1 |  | Y07QX0Q1 | PC012205
RCM - Zone Substations | Prot. Relay replace. | ZS Substation Corrective | Y07Q | Relay PCB failure to operate - component failure. | X0Q4 | [9 empty] | 1 |  | Y07QX0Q4 | PC011901
RCM - Zone Substations | Prot. Relay replace. | ZS Substation Corrective | Y07Q | Relay slow operation - age degradation. | X0Q7 | [9 empty] | 1 |  | Y07QX0Q7 | PC010801
RCM - Zone Substations | Prot. Relay replace. | ZS Substation Corrective | Y07Q | Relay slow to drop out - component failure. | X0Q8 | [9 empty] | 1 |  | Y07QX0Q8 | PC029902
RCM - Zone Substations | Prot. Relay replace. | ZS Substation Corrective | Y07Q | Relay yoke cracked - fatigue. | X0Q9 | [9 empty] | 1 |  | Y07QX0Q9 | PC014001
RCM - Zone Substations | Prot. Relay replace. | ZS Substation Corrective | Y07Q | Rotary switch open circuit - worn contacts. | X11H | [9 empty] | 2 |  | Y07QX11H | PC010801
RCM - Zone Substations | Prot. Relay replace. | ZS Substation Corrective | Y07Q | Series electrolytic capacitor open / short circuit - loss of dielectric. | X0RB | [9 empty] | 1 |  | Y07QX0RB | PC012205
RCM - Zone Substations | Prot. Relay replace. | ZS Substation Corrective | Y07Q | Setting links high resistance - incorrect tightening. | X0RF | [9 empty] | 1 |  | Y07QX0RF | PC012204
RCM - Zone Substations | Prot. Relay replace. | ZS Substation Corrective | Y07Q | Setting switch high resistance - mechanical damage. | X0RG | [9 empty] | 1 |  | Y07QX0RG | PC011902
RCM - Zone Substations | Prot. Relay replace. | ZS Substation Corrective | Y07Q | Spring broken/disconnected - fatigue. | X0RY | [9 empty] | 1 |  | Y07QX0RY | PC014003
RCM - Zone Substations | Prot. Relay replace. | ZS Substation Corrective | Y07Q | Trip circuit isolator open circuit - broken linkage / contact. | X0V2 | [9 empty] | 2 |  | Y07QX0V2 | PC011001
RCM - Zone Substations | Prot. Relay replace. | ZS Substation Corrective | Y07Q | Voltage coil open circuit - overload. | X0XA | [9 empty] | 1 |  | Y07QX0XA | PC012202
RCM - Zone Substations | Prot. Relay replace. | ZS Substation Corrective | Y07Q | Wiring (general) not effectively earthed - wrong cable. | X12U | [9 empty] | 2 |  | Y07QX12U | PC030101
RCM - Zone Substations | Prot. Relay setting links tighten / repair. | ZS Substation Corrective | Y037 | Setting links high resistance - incorrect tightening. | X0RF | [9 empty] | 2 |  | Y037X0RF | PC012204
RCM - Zone Substations | Prot. setting file adjust & recalibrate. | ZS Substation Corrective | Y038 | Microprocessor incorrect settings - installation error. | X0GJ | [9 empty] | 1 |  | Y038X0GJ | PC030101
RCM - Zone Substations | Prot. wiring repair. | ZS Substation Corrective | Y07R | Internal relay insulation damaged - loss of insulation. | X12H | [9 empty] | 2 |  | Y07RX12H | PC010801
RCM - Zone Substations | Prot. wiring repair. | ZS Substation Corrective | Y07R | Internal wiring shorting - damaged wiring. | X0EA | [9 empty] | 1 |  | Y07RX0EA | PC019903
RCM - Zone Substations | Prot. wiring repair. | ZS Substation Corrective | Y07R | Trip circuit open circuit - damaged wiring. | X0V3 | [9 empty] | 1 |  | Y07RX0V3 | PC010801
RCM - Zone Substations | Prot. wiring repair. | ZS Substation Corrective | Y07R | Wiring (general) loss of insulation resistance - degradation. | X12S | [9 empty] | 1 |  | Y07RX12S | PC010801
RCM - Zone Substations | Prot. wiring repair. | ZS Substation Corrective | Y07R | Wiring (general) loss of insulation resistance - moisture. | X12T | [9 empty] | 1 |  | Y07RX12T | PC010801
RCM - Zone Substations | Prot. wiring repair. | ZS Substation Corrective | Y07R | Wiring (general) PVC insulation deteriorated - age degradation. | X0XR | [9 empty] | 1 |  | Y07RX0XR | PC019903
RCM - Zone Substations | Prot. wiring repair. | ZS Substation Corrective | Y07R | Wiring (general) PVC insulation deteriorated - oil impregnation. | X0XS | [9 empty] | 1 |  | Y07RX0XS | PC019903
Zone Sub | PTX - SC - Bushing Damaged/Defective | ZS Substation Corrective | PT1 | [5 empty] | ZS Transformers | [Bushing] | {broken} | (any reason) |  |  | 0 | repair | PT1 | 1
Zone Sub | PTX - SC - Catastrophic Failure | ZS Substation Corrective | PT25 | [5 empty] | ZS Transformers | [Transformer] | {broken} | (any reason) |  |  | 0 | repair | PT25 | 1
Zone Sub | PTX - SC - Control/Protection/Indication defect | ZS Substation Corrective | PT2 | [5 empty] | ZS Transformers | [Transformer - Peripherals - Indication] | {broken} | (any reason) |  |  | 0 | repair | PT2 | 1
Zone Sub | PTX - SC - Fan/Pumps/Cooling defect | ZS Substation Corrective | PT4 | [5 empty] | ZS Transformers | [Transformer - Peripherals - Cooling System] | {broken} | (any reason) |  |  | 0 | repair | PT4 | 1
Zone Sub | PTX - SC - Hot Joint | ZS Substation Corrective | PT5 | [5 empty] | ZS Transformers | [Transformer - Conductor] | {damaged} | (any reason) |  |  | 0 | repair | PT5 | 1
Zone Sub | PTX - SC - Insulation Qual - External (clearances) | ZS Substation Corrective | PT6 | [5 empty] | ZS Transformers | [Transformer - Insulation - Other] | {loss of dielectric strength} | (any reason) |  |  | 0 | repair | PT6 | 1
Zone Sub | PTX - SC - Insulation Qual - Internal (moist, pap) | ZS Substation Corrective | PT6A | [5 empty] | ZS Transformers | [Transformer - Insulation - Paper] | {loss of dielectric strength} | (any reason) |  |  | 0 | repair | PT6A | 1
Zone Sub | PTX - SC - Major - Corrosion/Paint/External Damage | ZS Substation Corrective | PT3A | [5 empty] | ZS Transformers | [Transformer - Tank - Metal] | {broken} | (corrosion) |  |  | 0 | repair | PT3A | 1
Zone Sub | PTX - SC - Minor - Corrosion/Paint/External Damage | ZS Substation Corrective | PT3 | [5 empty] | ZS Transformers | [Transformer - Tank - Metal] | {broken} | (corrosion) |  |  | 0 | repair | PT3 | 1
Zone Sub | PTX - SC - Noise/Vibration | ZS Substation Corrective | PT7 | [5 empty] | ZS Transformers | [Transformer - Core] | {broken} | (any reason) |  |  | 0 | repair | PT7 | 1
Zone Sub | PTX - SC - Oil Leak | ZS Substation Corrective | PT8 | [5 empty] | ZS Transformers | [Transformer - Tank] | {broken} | (any reason) |  |  | 0 | repair | PT8 | 1
Zone Sub | PTX - SC - Oil Level | ZS Substation Corrective | PT9 | [5 empty] | ZS Transformers | [Transformer - Tank] | {broken} | (any reason) |  |  | 0 | repair | PT9 | 1
Zone Sub | PTX - SC - Other Defects | ZS Substation Corrective | PT28 | [5 empty] | ZS Transformers | [Transformer] | {broken} | (any reason) |  |  | 0 | inspect | PT28 | 1
Zone Sub | PTX - SC - Silica Gel Replacement | ZS Substation Corrective | PT12 | [5 empty] | ZS Transformers | [Transformer - Peripherals - Other] | {not applicable} | (any reason) |  |  | 0 | repair | PT12 | 1
RCM - Zone Substations | Pump out large storage tank | ZS Substation Corrective | Y08N | [11 empty] | 0 |  | Y08N | #N/A
RCM - Zone Substations | Bushing repair. | ZS Substation Corrective | Y00R | Truck bushings mechanical damage - normal operation. | X0W9 |  |  |  | Circuit breakers | [Circuit breaker - Bushing] | {broken} | (operations) |  |  | 1 |  | Y00RX0W9 | CB014001
RCM - Zone Substations | Bushing replace. | ZS Substation Corrective | Y00S | Truck bushings mechanical damage - normal operation. | X0W9 |  |  |  | Circuit breakers | [Circuit breaker - Bushing] | {broken} | (operations) |  |  | 2 |  | Y00SX0W9 | CB012001
RCM - Zone Substations | CB truck bushing clean. | ZS Substation Corrective | Y011 | Truck bushings mechanical damage - normal operation. | X0W9 |  |  |  | Circuit breakers | [Circuit breaker - Bushing] | {broken} | (operations) |  |  | 3 |  | Y011X0W9 | CB011901
RCM - Zone Substations | CB truck replace. | ZS Substation Corrective | Y013 | Truck bushings mechanical damage - normal operation. | X0W9 |  |  |  | Circuit breakers | [Circuit breaker - Bushing] | {broken} | (operations) |  |  | 4 |  | Y013X0W9 | CB012001
RCM - Zone Substations | Bushing repair. | ZS Substation Corrective | Y00R | Truck bushings mechanical damage - operational impacts. | X0WA |  |  |  | Circuit breakers | [Circuit breaker - Bushing] | {broken} | (operations) |  |  | 1 |  | Y00RX0WA | CB040501
RCM - Zone Substations | Bushing replace. | ZS Substation Corrective | Y00S | Truck bushings mechanical damage - operational impacts. | X0WA |  |  |  | Circuit breakers | [Circuit breaker - Bushing] | {broken} | (operations) |  |  | 2 |  | Y00SX0WA | CB042401
RCM - Zone Substations | CB truck replace. | ZS Substation Corrective | Y013 | Truck bushings mechanical damage - operational impacts. | X0WA |  |  |  | Circuit breakers | [Circuit breaker - Bushing] | {broken} | (operations) |  |  | 3 |  | Y013X0WA | CB040501
RCM - Zone Substations | CB truck repair. | ZS Substation Corrective | Y012 | Truck difficult to move - loss of lubricant. | X0WB |  |  |  | Circuit breakers | [Circuit breaker - Support Structure] | {broken} | (any reason) |  |  | 1 |  | Y012X0WB | CB011901
RCM - Zone Substations | CB truck repair. | ZS Substation Corrective | Y012 | Truck fails/difficult to move - damaged wheels. | X0WC |  |  |  | Circuit breakers | [Circuit breaker - Support Structure] | {broken} | (any reason) |  |  | 1 |  | Y012X0WC | CB030103
RCM - Zone Substations | RCM - Oil_Water Sep - Full Year Maintenance | ZS Substation Preventative | Z231 | [11 empty] | 0 |  | Z231 | #N/A
RCM - Zone Substations | RCM - Partial Discharge Survey | ZS Substation Preventative | Z227 | [11 empty] | 0 |  | Z227 | #N/A
RCM - Zone Substations | CB truck repair. | ZS Substation Corrective | Y012 | Truck fails/difficult to move - loss of lubricant. | X0WD |  |  |  | Circuit breakers | [Circuit breaker - Support Structure] | {broken} | (any reason) |  |  | 1 |  | Y012X0WD | CB031001
RCM - Zone Substations | Racking mechanism interlock repair/replace. | ZS Substation Corrective | Y039 | Truck interlock damaged - incorrect operation. | X0WE |  |  |  | Circuit breakers | [Circuit breaker - Support Structure] | {broken} | (any reason) |  |  | 1 |  | Y039X0WE | CB011901
RCM - Zone Substations | Interlocking mechanism adjust / repair / replace. | ZS Substation Corrective | Y07H | Truck interlock damaged - loose bolts. | X0WF |  |  |  | Circuit breakers | [Circuit breaker - Support Structure] | {broken} | (any reason) |  |  | 1 |  | Y07HX0WF | CB011901
RCM - Zone Substations | Racking mechanism interlock repair/replace. | ZS Substation Corrective | Y039 | Truck interlock damaged - loose bolts. | X0WF |  |  |  | Circuit breakers | [Circuit breaker - Support Structure] | {broken} | (any reason) |  |  | 2 |  | Y039X0WF | CB014601
RCM - Zone Substations | CB pole replace. | ZS Substation Corrective | Y00X | Turbulator connection bolts break/snap - age degradation/fatigue. | X0WG |  |  |  | Circuit breakers | [Circuit breaker - Interrupter] | {broken} | (any reason) |  |  | 1 |  | Y00XX0WG | CB021801
RCM - Zone Substations | CB replace. | ZS Substation Corrective | Y077 | Turbulator connection bolts break/snap - age degradation/fatigue. | X0WG |  |  |  | Circuit breakers | [Circuit breaker - Interrupter] | {broken} | (any reason) |  |  | 2 |  | Y077X0WG | CB021801
RCM - Zone Substations | Turbulator clean/repair/replace. | ZS Substation Corrective | Y05R | Turbulator poor arc extinguishing - carbon block inflow ports (fault operations). | X0WH |  |  |  | Circuit breakers | [Circuit breaker - Interrupter] | {broken} | (operations) |  |  | 1 |  | Y05RX0WH | CB010301
RCM - Zone Substations | Turbulator clean/repair/replace. | ZS Substation Corrective | Y05R | Turbulator poor arc extinguishing - carbon blocks inflow ports (normal operations). | X11U |  |  |  | Circuit breakers | [Circuit breaker - Interrupter] | {broken} | (operations) |  |  | 1 |  | Y05RX11U | CB010301
RCM - Zone Substations | Turbulator clean/repair/replace. | ZS Substation Corrective | Y05R | Turbulator poor arc extinguishing - erosion of top plate of turbulator. | X0WJ |  |  |  | Circuit breakers | [Circuit breaker - Interrupter] | {broken} | (any reason) |  |  | 1 |  | Y05RX0WJ | CB010301
RCM - Zone Substations | Turbulator clean/repair/replace. | ZS Substation Corrective | Y05R | Turbulator poor arc extinguishing (fault op) - cracked segments. | X0WK |  |  |  | Circuit breakers | [Circuit breaker - Interrupter] | {broken} | (any reason) |  |  | 1 |  | Y05RX0WK | CB020703
RCM - Zone Substations | Turbulator clean/repair/replace. | ZS Substation Corrective | Y05R | Turbulator poor arc extinguishing (fault op) - excessive carbon. | X0WL |  |  |  | Circuit breakers | [Circuit breaker - Interrupter] | {broken} | (operations) |  |  | 1 |  | Y05RX0WL | CB020702
RCM - Zone Substations | Turbulator clean/repair/replace. | ZS Substation Corrective | Y05R | Turbulator poor arc extinguishing (fault op) - internal wear - arc control segments. | X0WM |  |  |  | Circuit breakers | [Circuit breaker - Interrupter] | {broken} | (any reason) |  |  | 1 |  | Y05RX0WM | CB020703
RCM - Zone Substations | Turbulator clean/repair/replace. | ZS Substation Corrective | Y05R | Turbulator poor arc extinguishing (normal op) - excessive carbon. | X0WN |  |  |  | Circuit breakers | [Circuit breaker - Interrupter] | {broken} | (operations) |  |  | 1 |  | Y05RX0WN | CB020702
RCM - Zone Substations | Turbulator clean/repair/replace. | ZS Substation Corrective | Y05R | Turbulator poor arc extinguishing (normal op) - internal wear of turbulator top washer. | X11V |  |  |  | Circuit breakers | [Circuit breaker - Interrupter] | {broken} | (any reason) |  |  | 1 |  | Y05RX11V | CB020702
RCM - Zone Substations | Turbulator clean/repair/replace. | ZS Substation Corrective | Y05R | Turbulator stud caps damaged / dislodged - age degradation. | X0WP |  |  |  | Circuit breakers | [Circuit breaker - Interrupter] | {broken} | (any reason) |  |  | 1 |  | Y05RX0WP | CB014601
RCM - Zone Substations | Umbilical lead repair / replace. | ZS Substation Corrective | Y06J | Umbilical lead damaged conduit - operator error. | X0WX |  |  |  | Circuit breakers | [Circuit breaker - Control / Indication] | {broken} | (any reason) |  |  | 1 |  | Y06JX0WX | CB014001
RCM - Zone Substations | Umbilical lead repair / replace. | ZS Substation Corrective | Y06J | Umbilical lead open circuit - faulty connection. | X0WY |  |  |  | Circuit breakers | [Circuit breaker - Control / Indication] | {broken} | (any reason) |  |  | 1 |  | Y06JX0WY | CB049903
RCM - Zone Substations | Dash pot (shock absorber) repair / replace. | ZS Substation Corrective | Y01F | Upper dash pot fails to damp - excessive wear of seals / oil leak. | X0WZ |  |  |  | Circuit breakers | [Circuit breaker - Mechanism] | {leaking} | (any reason) |  |  | 1 |  | Y01FX0WZ | CB020703
RCM - Zone Substations | Vacuum interrupter adjust / repair / replace. | ZS Substation Corrective | Y06K | Vacuum interrupter damaged / worn contacts - arcing (fault operations). | X0X0 |  |  |  | Circuit breakers | [Circuit breaker - Interrupter] | {broken} | (operations) |  |  | 1 |  | Y06KX0X0 | CB040501
RCM - Zone Substations | CB replace. | ZS Substation Corrective | Y077 | Vacuum interrupter damaged / worn contacts - arcing (normal operations). | X0X1 |  |  |  | Circuit breakers | [Circuit breaker - Interrupter] | {broken} | (operations) |  |  | 1 |  | Y077X0X1 | CB040104
RCM - Zone Substations | Vacuum interrupter adjust / repair / replace. | ZS Substation Corrective | Y06K | Vacuum interrupter damaged / worn contacts - arcing (normal operations). | X0X1 |  |  |  | Circuit breakers | [Circuit breaker - Interrupter] | {broken} | (operations) |  |  | 2 |  | Y06KX0X1 | CB040501
RCM - Zone Substations | CB replace. | ZS Substation Corrective | Y077 | Vacuum interrupter damaged / worn contacts - arcing. | X0X2 |  |  |  | Circuit breakers | [Circuit breaker - Interrupter] | {broken} | (operations) |  |  | 1 |  | Y077X0X2 | CB042601
RCM - Zone Substations | Recloser replace. | ZS Substation Corrective | Y06V | Vacuum interrupter damaged / worn contacts - arcing. | X0X2 |  |  |  | Circuit breakers | [Circuit breaker - Interrupter] | {broken} | (operations) |  |  | 2 |  | Y06VX0X2 | CB019902
Zone Sub | Redundant-ZS - Dist Regulator - Oil Sample | ZS Substation Corrective | DRG4 | Analysis Required | XR04 | [9 empty] | 1 |  | DRG4XR04 | #N/A
RCM - Zone Substations | Refer to hand-written Task Details below | ZS Projects | WZZZ | [11 empty] | 0 |  | WZZZ | #N/A
Zone Sub | REL - SC - Relay Replacement/Repairs | ZS Substation Corrective | RE1 | [11 empty] | 0 |  | RE1 | #N/A
RCM - Zone Substations | Repair plumbing/drainage | ZS Substation Corrective | Y08J | [11 empty] | 0 |  | Y08J | #N/A
RCM - Zone Substations | Repair/Replace contacts. | ZS Substation Corrective | Y086 | Faulty contacts. | X136 | [9 empty] | 1 |  | Y086X136 | SW019902
RCM - Zone Substations | Repair/Replace HV carrier. | ZS Substation Corrective | Y08A | Faulty HV carrier. | X13A | [9 empty] | 1 |  | Y08AX13A | SW019904
RCM - Zone Substations | Repair/Replace insulator. | ZS Substation Corrective | Y087 | Faulty insulator. | X137 | [9 empty] | 1 |  | Y087X137 | SW019902
RCM - Zone Substations | Repair/Replace mechanism. | ZS Substation Corrective | Y088 | Faulty mechanism. | X138 | [9 empty] | 1 |  | Y088X138 | SW019902
RCM - Zone Substations | Replace Auxillary Transformer. | ZS Substation Corrective | Y07Y | Aux Transformer - catastrophic failure. | X12Y | [9 empty] | 1 |  | Y07YX12Y | AX019901
RCM - Zone Substations | Replace controller | ZS Substation Corrective | Y08G | [11 empty] | 0 |  | Y08G | #N/A
RCM - Zone Substations | Replace Earthing Transformer. | ZS Substation Corrective | Y08D | Earthing Transformer - catastrophic failure. | X13E | [9 empty] | 1 |  | Y08DX13E | ZX019902
RCM - Zone Substations | Replace faulty capacitor can. | ZS Substation Corrective | Y080 | Capacitor can - internal insulation failure. | X131 | [9 empty] | 1 |  | Y080X131 | CP010101
RCM - Zone Substations | Replace faulty HV fuse. | ZS Substation Corrective | Y082 | Fuse operation. | X133 | [9 empty] | 1 |  | Y082X133 | CP010101
RCM - Zone Substations | Replace faulty vacuum switch. | ZS Substation Corrective | Y081 | Vacuum switch faulty. | X132 | [9 empty] | 1 |  | Y081X132 | CP010101
RCM - Zone Substations | Replace FI Coupling Transformer. | ZS Substation Corrective | Y07Z | FI Coupling Transformer - catastrophic failure. | X130 | [9 empty] | 1 |  | Y07ZX130 | AX029901
RCM - Zone Substations | Replace filter bag | ZS Substation Corrective | Y08L | [11 empty] | 0 |  | Y08L | #N/A
RCM - Zone Substations | Replace Gas Switch. | ZS Substation Corrective | Y08C | Faulty gas switch. | X13C | [9 empty] | 1 |  | Y08CX13C | SW029901
RCM - Zone Substations | Replace HV fuse carrier. | ZS Substation Corrective | Y085 | Faulty fuse carrier. | X135 | [9 empty] | 1 |  | Y085X135 | SW019901
RCM - Zone Substations | Replace HV fuse element. | ZS Substation Corrective | Y084 | Fuse operation. | X133 | [9 empty] | 2 |  | Y084X133 | SW019901
RCM - Zone Substations | Replace oil catchment container | ZS Substation Corrective | Y08M | [11 empty] | 0 |  | Y08M | #N/A
RCM - Zone Substations | Replace Reactor. | ZS Substation Corrective | Y08E | Reactor - catastrophic failure. | X13F | [9 empty] | 1 |  | Y08EX13F | ZX029901
RCM - Zone Substations | Replace separator unit | ZS Substation Corrective | Y08I | [11 empty] | 0 |  | Y08I | #N/A
RCM - Zone Substations | Replace surge diverter. | ZS Substation Corrective | Y083 | Surge divertor faulty. | X134 | [9 empty] | 1 |  | Y083X134 | DV019901
RCM - Zone Substations | Replace trip coil. | ZS Substation Corrective | Y089 | Faulty trip coil. | X139 | [9 empty] | 1 |  | Y089X139 | SW019903
RCM - Zone Substations | Replace/repair pump | ZS Substation Corrective | Y08H | [11 empty] | 0 |  | Y08H | #N/A
RCM - Zone Substations | Replace/repair seals under oil separator lid. | ZS Substation Corrective | Y08F | [11 empty] | 0 |  | Y08F | #N/A
RCM - Zone Substations | CB truck replace. | ZS Substation Corrective | Y013 | Vacuum interrupter damaged / worn contacts - fault operations. | X0X3 |  |  |  | Circuit breakers | [Circuit breaker - Interrupter] | {broken} | (operations) |  |  | 1 |  | Y013X0X3 | CB042602
RCM - Zone Substations | Requires Lubrication | ZS Substation Corrective | Y090 | [11 empty] | 0 |  | Y090 | #N/A
RCM - Zone Substations | Vacuum interrupter adjust / repair / replace. | ZS Substation Corrective | Y06K | Vacuum interrupter damaged / worn contacts - fault operations. | X0X3 |  |  |  | Circuit breakers | [Circuit breaker - Interrupter] | {broken} | (operations) |  |  | 2 |  | Y06KX0X3 | CB041701
RCM - Zone Substations | CB truck replace. | ZS Substation Corrective | Y013 | Vacuum interrupter damaged / worn contacts - normal operations. | X0X4 |  |  |  | Circuit breakers | [Circuit breaker - Interrupter] | {broken} | (operations) |  |  | 1 |  | Y013X0X4 | CB042602
RCM - Zone Substations | Vacuum interrupter adjust / repair / replace. | ZS Substation Corrective | Y06K | Vacuum interrupter damaged / worn contacts - normal operations. | X0X4 |  |  |  | Circuit breakers | [Circuit breaker - Interrupter] | {broken} | (operations) |  |  | 2 |  | Y06KX0X4 | CB041701
Zone Sub | RTX - SC - Single Phase Regulator - Other Defects | ZS Substation Corrective | RTX1 | [11 empty] | 0 |  | RTX1 | #N/A
RCM - Zone Substations | CB repair. | ZS Substation Corrective | Y076 | Vacuum interrupter fails to extinguish arc - end of mechanical life. | X0X5 |  |  |  | Circuit breakers | [Circuit breaker - Interrupter] | {broken} | (any reason) |  |  | 1 |  | Y076X0X5 | CB040104
RCM - Zone Substations | CB replace. | ZS Substation Corrective | Y077 | Vacuum interrupter fails to extinguish arc - end of mechanical life. | X0X5 |  |  |  | Circuit breakers | [Circuit breaker - Interrupter] | {broken} | (any reason) |  |  | 2 |  | Y077X0X5 | CB040104
RCM - Zone Substations | Recloser replace. | ZS Substation Corrective | Y06V | Vacuum interrupter fails to extinguish arc - end of mechanical life. | X0X5 |  |  |  | Circuit breakers | [Circuit breaker - Interrupter] | {broken} | (any reason) |  |  | 3 |  | Y06VX0X5 | CB019902
RCM - Zone Substations | Vacuum interrupter adjust / repair / replace. | ZS Substation Corrective | Y06K | Vacuum interrupter fails to extinguish arc - end of mechanical life. | X0X5 |  |  |  | Circuit breakers | [Circuit breaker - Interrupter] | {broken} | (any reason) |  |  | 4 |  | Y06KX0X5 | CB040501
RCM - Zone Substations | SB019901 Full Maintenance - 24 yr | ZS Substation Preventative | Z130 | [5 empty] | Switchboard | [5 empty] | 0 |  | Z130 | #N/A
RCM - Zone Substations | SB019902 Full Maintenance - 24 yr | ZS Substation Preventative | Z131 | [5 empty] | Switchboard | [5 empty] | 0 |  | Z131 | #N/A
RCM - Zone Substations | SB029901 Full Maintenance - 24 yr | ZS Substation Preventative | Z132 | [5 empty] | Switchboard | [5 empty] | 0 |  | Z132 | #N/A
RCM - Zone Substations | SB039901 Full Maintenance - 24 yr | ZS Substation Preventative | Z133 | [5 empty] | Switchboard | [5 empty] | 0 |  | Z133 | #N/A
RCM - Zone Substations | SB049901 Full Maintenance - 12 yr | ZS Substation Preventative | Z216 | [5 empty] | Switchboard | [5 empty] | 0 |  | Z216 | #N/A
RCM - Zone Substations | SCADA alarm database update / correct. | ZS Substation Corrective | Y03N | SCADA software incorrect alarms - database error. | X0QQ | [9 empty] | 1 |  | Y03NX0QQ | PC030101
RCM - Zone Substations | SCADA alarm database update / correct. | ZS Substation Corrective | Y03N | SCADA software incorrect readings - database error. | X0QR | [9 empty] | 1 |  | Y03NX0QR | PC030101
Zone Sub | SDV - SC - Age Limit Exceeded | ZS Substation Corrective | SD1 | [11 empty] | 0 |  | SD1 | #N/A
Zone Sub | SDV - SC - Catastrophic Failure | ZS Substation Corrective | SD5 | [11 empty] | 0 |  | SD5 | #N/A
Zone Sub | SDV - SC - Corrosion | ZS Substation Corrective | SD2 | [11 empty] | 0 |  | SD2 | #N/A
Zone Sub | SDV - SC - External Damage | ZS Substation Corrective | SD3 | [11 empty] | 0 |  | SD3 | #N/A
Zone Sub | SDV - SC - Insulation Quality | ZS Substation Corrective | SD4 | [11 empty] | 0 |  | SD4 | #N/A
Zone Sub | SDV - SC - L/A replacement - Megger Test | ZS Substation Corrective | SD12 | [11 empty] | 0 |  | SD12 | #N/A
Zone Sub | SDV - SC - Other Defects | ZS Substation Corrective | SD6 | [11 empty] | 0 |  | SD6 | #N/A
RCM - Zone Substations | Seal replace. | ZS Substation Corrective | Y07S | Head loss of pressure - leaking gauges. | X12A | [9 empty] | 2 |  | Y07SX12A | CT039901
RCM - Zone Substations | Secondary wiring repair / replace | ZS Substation Corrective | Y072 | Winding low volts - high impedance secondary connection. | X0XL | [9 empty] | 1 |  | Y072X0XL | VT029901
RCM - Zone Substations | CB repair. | ZS Substation Corrective | Y076 | Vacuum interrupter fails to extinguish arc - loss of vacuum. | X0X6 |  |  |  | Circuit breakers | [Circuit breaker - Interrupter] | {leaking} | (any reason) |  |  | 1 |  | Y076X0X6 | CB040104
RCM - Zone Substations | CB replace. | ZS Substation Corrective | Y077 | Vacuum interrupter fails to extinguish arc - loss of vacuum. | X0X6 |  |  |  | Circuit breakers | [Circuit breaker - Interrupter] | {leaking} | (any reason) |  |  | 2 |  | Y077X0X6 | CB040104
RCM - Zone Substations | Recloser replace. | ZS Substation Corrective | Y06V | Vacuum interrupter fails to extinguish arc - loss of vacuum. | X0X6 |  |  |  | Circuit breakers | [Circuit breaker - Interrupter] | {leaking} | (any reason) |  |  | 3 |  | Y06VX0X6 | CB019902
RCM - Zone Substations | Instrument transformer replace. | ZS Substation Corrective | Y07F | Vent pipe blocked - no known failures. | X0X7 |  |  |  | Circuit breakers | [Circuit breaker - Housing] | {broken} | (any reason) |  |  | 1 |  | Y07FX0X7 | CB011901
RCM - Zone Substations | SF6 gas replace. | ZS Substation Corrective | Y03P | Gas switch - low gas. | X13D | [9 empty] | 1 |  | Y03PX13D | SW029901
RCM - Zone Substations | Oil leak repair. | ZS Substation Corrective | Y02M | Vent pipe blocked - no known failures. | X0X7 |  |  |  | Circuit breakers | [Circuit breaker - Housing] | {broken} | (any reason) |  |  | 2 |  | Y02MX0X7 | CB012001
RCM - Zone Substations | Oil leak repair. | ZS Substation Corrective | Y02M | Vent pipe damaged - mishandling. | X0X8 |  |  |  | Circuit breakers | [Circuit breaker - Housing] | {broken} | (any reason) |  |  | 1 |  | Y02MX0X8 | CB012001
RCM - Zone Substations | Vermin guard replace. | ZS Substation Corrective | Y06L | Vermin guard damaged - age degradation. | X0X9 |  |  |  | Circuit breakers | [Circuit breaker - Support Structure] | {broken} | (any reason) |  |  | 1 |  | Y06LX0X9 | CB011901
RCM - Zone Substations | Recloser fuse replace. | ZS Substation Corrective | Y03F | VT fuse failure - excessive current/voltage. | X0XC |  |  |  | Circuit breakers | [Circuit breaker - Control / Indication] | {broken} | (any reason) |  |  | 1 |  | Y03FX0XC | CB049903
RCM - Zone Substations | SF6 gas replace. | ZS Substation Corrective | Y03P | SF6 loss of dielectric strength - gas impurity. | X0RH | [9 empty] | 1 |  | Y03PX0RH | VT049901
RCM - Zone Substations | SF6 leak repair & refill. | ZS Substation Corrective | Y03Q | Seals leak - age degradation. | X0QW | [9 empty] | 1 |  | Y03QX0QW | VT049901
RCM - Zone Substations | SF6 leak repair & refill. | ZS Substation Corrective | Y03Q | SF6 loss of dielectric strength - low gas pressure. | X11J | [9 empty] | 1 |  | Y03QX11J | VT049901
RCM - Zone Substations | SF6 leak repair & refill. | ZS Substation Corrective | Y03Q | SF6 loss of dielectric strength - moisture ingress. | X0RJ | [9 empty] | 1 |  | Y03QX0RJ | VT049901
RCM - Zone Substations | Recloser VT replace. | ZS Substation Corrective | Y03J | VT shorted turns - insulation breakdown. | X0XF |  |  |  | Circuit breakers | [Circuit breaker - Control / Indication] | {broken} | (any reason) |  |  | 1 |  | Y03JX0XF | CB049903
RCM - Zone Substations | Umbilical lead repair / replace. | ZS Substation Corrective | Y06J | Wiring battery earth - wiring loom caught in door. | X0XT |  |  |  | Circuit breakers | [Circuit breaker - Control / Indication] | {broken} | (any reason) |  |  | 1 |  | Y06JX0XT | CB011901
Zone Sub | 04 - SC - PCB Sampling Circuit Breaker | ZS Substation Corrective | 04PC | [5 empty] | Circuit breakers | [5 empty] | 0
Zone Sub | 11 - SC - Circuit Breaker Operational Check | ZS Substation Corrective | 11C | [5 empty] | Circuit breakers | [5 empty] | 0
Zone Sub | 12 - SC - CB Minor Maint - SF6 - Category A | ZS Substation Corrective | 12CA | [5 empty] | Circuit breakers | [5 empty] | 0
Zone Sub | 12 - SC - CB Minor Maint - SF6 - Category B | ZS Substation Corrective | 12CB | [5 empty] | Circuit breakers | [5 empty] | 0
Zone Sub | 12 - SC - CB Minor Maint - SF6 - Category C | ZS Substation Corrective | 12CC | [5 empty] | Circuit breakers | [5 empty] | 0
Zone Sub | 12 - SC - Circuit Breaker Minor Maint - <66kV | ZS Substation Corrective | 12I | [5 empty] | Circuit breakers | [5 empty] | 0
Zone Sub | 12 - SC - Circuit Breaker Minor Maint - >66kV | ZS Substation Corrective | 12G | [5 empty] | Circuit breakers | [5 empty] | 0
Zone Sub | 12 - SC - Circuit Breaker Minor Maint - 66kV | ZS Substation Corrective | 12H | [5 empty] | Circuit breakers | [5 empty] | 0
Zone Sub | 12 - SC - Circuit Breaker Minor Maint - Bulk Oil | ZS Substation Corrective | 12BC | [5 empty] | Circuit breakers | [5 empty] | 0
Zone Sub | 12 - SC - Circuit Breaker Minor Maint - Small Oil | ZS Substation Corrective | 12SC | [5 empty] | Circuit breakers | [5 empty] | 0
Zone Sub | 12 - SC - Circuit Breaker Minor Maint - Vacuum | ZS Substation Corrective | 12VC | [5 empty] | Circuit breakers | [5 empty] | 0
Zone Sub | 13 - SC - CB Major Maint - SF6 - Category A | ZS Substation Corrective | 13CA | [5 empty] | Circuit breakers | [5 empty] | 0
Zone Sub | 13 - SC - CB Major Maint - SF6 - Category B | ZS Substation Corrective | 13CB | [5 empty] | Circuit breakers | [5 empty] | 0
Zone Sub | 13 - SC - CB Major Maint - SF6 - Category C | ZS Substation Corrective | 13CC | [5 empty] | Circuit breakers | [5 empty] | 0
Zone Sub | 13 - SC - Circuit Breaker Major Maint - <66 kV | ZS Substation Corrective | 13I | [5 empty] | Circuit breakers | [5 empty] | 0
Zone Sub | 13 - SC - Circuit Breaker Major Maint - >66 kV | ZS Substation Corrective | 13G | [5 empty] | Circuit breakers | [5 empty] | 0
Zone Sub | 13 - SC - Circuit Breaker Major Maint - 66 kV | ZS Substation Corrective | 13H | [5 empty] | Circuit breakers | [5 empty] | 0
Zone Sub | 13 - SC - Circuit Breaker Major Maint - Bulk Oil | ZS Substation Corrective | 13BC | [5 empty] | Circuit breakers | [5 empty] | 0
Zone Sub | 13 - SC - Circuit Breaker Major Maint - Small Oil | ZS Substation Corrective | 13SC | [5 empty] | Circuit breakers | [5 empty] | 0
RCM - Zone Substations | Site Induction | ZS Projects | W000 | [11 empty] | 0 |  | W000 | #N/A
Zone Sub | SLD - SC - Field Check of ZS Single Line Diagram | ZS Substation Corrective | SLD1 | [11 empty] | 0 |  | SLD1 | #N/A
Zone Sub | 13 - SC - Circuit Breaker Major Maint - Vacuum | ZS Substation Corrective | 13VC | [5 empty] | Circuit breakers | [5 empty] | 0
Zone Sub | 38 - SC - HV Switchboard Maintenance | ZS Substation Corrective | 38C | [5 empty] | Circuit breakers | [5 empty] | 0
Zone Sub | CBR - SC - Cabinet Heater Defective | ZS Substation Corrective | CB1 | [5 empty] | Circuit breakers | [Circuit breaker - Control / Indication - Cubicle] | {broken} | (any reason) |  |  | 0 |  | CB1 | #N/A
Zone Sub | CBR - SC - Catastrophic Failure | ZS Substation Corrective | CB13 | [5 empty] | Circuit breakers | [5 empty] | 0 |  | CB13 | #N/A
Zone Sub | CBR - SC - Contact Resistance | ZS Substation Corrective | CB2 | [5 empty] | Circuit breakers | [Circuit breaker - Primary Contacts] | {high resistance} | (any reason) |  |  | 0 |  | CB2 | #N/A
Zone Sub | CBR - SC - Control/Protection/Indication defect | ZS Substation Corrective | CB28 | [5 empty] | Circuit breakers | [Circuit breaker - Control / Indication] | {broken} | (any reason) |  |  | 0 |  | CB28 | #N/A
Zone Sub | CBR - SC - Corrosion/Paint/External Damage | ZS Substation Corrective | CB3 | [5 empty] | Circuit breakers | [Circuit breaker - Housing] | {broken} | (any reason) |  |  | 0 |  | CB3 | #N/A
Zone Sub | CBR - SC - Gas Leak | ZS Substation Corrective | CB4 | [5 empty] | Circuit breakers | [Circuit breaker - Housing] | {leaking} | (any reason) |  |  | 0 |  | CB4 | #N/A
Zone Sub | CBR - SC - Hot Joint | ZS Substation Corrective | CB5 | [5 empty] | Circuit breakers | [Circuit breaker - Primary Contacts] | {high resistance} | (any reason) |  |  | 0 |  | CB5 | #N/A
Zone Sub | CBR - SC - Insulation Quality - External | ZS Substation Corrective | CB6 | [5 empty] | Circuit breakers | [Circuit breaker - Insulation] | {loss of dielectric strength} | (any reason) |  |  | 0 |  | CB6 | #N/A
Zone Sub | CBR - SC - Insulation quality - Internal | ZS Substation Corrective | CB6A | [5 empty] | Circuit breakers | [Circuit breaker - Insulation] | {loss of dielectric strength} | (any reason) |  |  | 0 |  | CB6A | #N/A
Zone Sub | CBR - SC - Lubrication Problem | ZS Substation Corrective | CB7 | [5 empty] | Circuit breakers | [Circuit breaker - Mechanism] | {broken} | (build up of material) |  |  | 0 |  | CB7 | #N/A
Zone Sub | CBR - SC - Mechanical Defect | ZS Substation Corrective | CB8 | [5 empty] | Circuit breakers | [Circuit breaker - Mechanism] | {broken} | (any reason) |  |  | 0 |  | CB8 | #N/A
Zone Sub | CBR - SC - Oil Leak | ZS Substation Corrective | CB9 | [5 empty] | Circuit breakers | [Circuit breaker - Housing] | {leaking} | (any reason) |  |  | 0 |  | CB9 | #N/A
Zone Sub | CBR - SC - Other Defects | ZS Substation Corrective | CB14 | [5 empty] | Circuit breakers | [5 empty] | 0 |  | CB14 | #N/A
Zone Sub | CBR - SC - Slow Operating Time | ZS Substation Corrective | CB12 | [5 empty] | Circuit breakers | [Circuit breaker - Mechanism] | {broken} | (any reason) |  |  | 0 |  | CB12 | #N/A
RCM - Zone Substations | Barrier board repair/replace. | ZS Substation Corrective | Y004 | Barrier boards partial discharge - inadequate clearances. | X01A |  |  |  | Switchboard | [Switchboard - Insulation] | {loss of dielectric strength} | (any reason) |  |  | 1 |  | Y004X01A | SB019901
RCM - Zone Substations | Steelwork corrosion treatment. | ZS Substation Corrective | Y07X | Motorbox contamination of components - corrosion of motor box. | X0HH | [9 empty] | 1 |  | Y07XX0HH | TC010701
RCM - Zone Substations | Barrier board repair/replace. | ZS Substation Corrective | Y004 | Barrier boards tracking - contamination/moisture. | X01B |  |  |  | Switchboard | [Switchboard - Insulation] | {tracking} | (surface contamination) |  |  | 1 |  | Y004X01B | SB019901
RCM - Zone Substations | Bus bar cover replace/repair. | ZS Substation Corrective | Y06Z | Bus bar cover partial discharge - age degradation. | X01Y |  |  |  | Switchboard | [Switchboard - Insulation] | {tracking} | (any reason) |  |  | 1 |  | Y06ZX01Y | SB019901
RCM - Zone Substations | Surface repair. | ZS Substation Corrective | Y03Z | Yard surface inadequate insulating level - damaged bitumen surface. | X0XV | [9 empty] | 1 |  | Y03ZX0XV | ER010000
RCM - Zone Substations | Surface repair. | ZS Substation Corrective | Y03Z | Yard surface inadequate insulating level - poor aggregate. | X0XW | [9 empty] | 1 |  | Y03ZX0XW | ER010000
RCM - Zone Substations | SW019903 Full Maintenance - 6 yr | ZS Substation Preventative | Z129 | [11 empty] | 0 |  | Z129 | #N/A
RCM - Zone Substations | Bus bar cover replace/repair. | ZS Substation Corrective | Y06Z | Bus bar cover partial discharge - inadequate clearances. | X01Z |  |  |  | Switchboard | [Switchboard - Insulation] | {tracking} | (any reason) |  |  | 1 |  | Y06ZX01Z | SB019901
RCM - Zone Substations | Bus bar cover replace/repair. | ZS Substation Corrective | Y06Z | Bus bar cover tracking - contamination/moisture. | X020 |  |  |  | Switchboard | [Switchboard - Insulation] | {tracking} | (surface contamination) |  |  | 1 |  | Y06ZX020 | SB019901
RCM - Zone Substations | Bus bar joint repair. | ZS Substation Corrective | Y00P | Bus bar joint high resistance - contamination. | X021 |  |  |  | Switchboard | [Switchboard - Busbar] | {high resistance} | (build up of material) |  |  | 1 |  | Y00PX021 | SB019901
RCM - Zone Substations | Bus bar joint repair. | ZS Substation Corrective | Y00P | Bus bar joint high resistance - loose connection. | X022 |  |  |  | Switchboard | [Switchboard - Busbar] | {loose} | (any reason) |  |  | 1 |  | Y00PX022 | SB019901
RCM - Zone Substations | Bus bar joint repair. | ZS Substation Corrective | Y00P | Bus bar joints loss of compound - age degradation. | X023 |  |  |  | Switchboard | [Switchboard - Busbar] | {broken} | (any reason) |  |  | 1 |  | Y00PX023 | SB029901
RCM - Zone Substations | Bus bar joint repair. | ZS Substation Corrective | Y00P | Bus bar joints loss of compound - over heating. | X024 |  |  |  | Switchboard | [Switchboard - Busbar] | {broken} | (any reason) |  |  | 1 |  | Y00PX024 | SB029901
Zone Sub | SWI - SC - ABS Replacement - contact resistance | ZS Substation Corrective | SW14 | [11 empty] | 0 |  | SW14 | #N/A
Zone Sub | SWI - SC - Catastrophic Failure | ZS Substation Corrective | SW6 | [11 empty] | 0 |  | SW6 | #N/A
Zone Sub | SWI - SC - Contact Alignment | ZS Substation Corrective | SW5 | [11 empty] | 0 |  | SW5 | #N/A
Zone Sub | SWI - SC - Contact Resistance | ZS Substation Corrective | SW2 | [11 empty] | 0 |  | SW2 | #N/A
Zone Sub | SWI - SC - Hot Joint | ZS Substation Corrective | SW1 | [11 empty] | 0 |  | SW1 | #N/A
Zone Sub | SWI - SC - Insulation Quality | ZS Substation Corrective | SW4 | [11 empty] | 0 |  | SW4 | #N/A
Zone Sub | SWI - SC - Mechanical Defect | ZS Substation Corrective | SW3 | [11 empty] | 0 |  | SW3 | #N/A
Zone Sub | SWI - SC - Other Defects | ZS Substation Corrective | SW7 | [11 empty] | 0 |  | SW7 | #N/A
RCM - Zone Substations | Cable box repair / replace. | ZS Substation Corrective | Y00T | Cable box loss of compound - age degradation. | X02E |  |  |  | Switchboard | [Switchboard - Cable] | {broken} | (any reason) |  |  | 1 |  | Y00TX02E | SB029901
RCM - Zone Substations | Tap Ch. arc chute replace. | ZS Substation Corrective | Y043 | Arc chute cracked - normal operation. |  |  |  |  | ZS Transformers | [Tapchanger - Tank] | {broken} | (any reason) |  |  | 1 | repair | Y043Arc chute cracked - normal operation. | 1
RCM - Zone Substations | Tap Ch. barrier board repair. | ZS Substation Corrective | Y044 | Barrier board cracked - normal operation. |  |  |  |  | ZS Transformers | [Tapchanger - Barrier board] | {broken} | (any reason) |  |  | 1 | repair | Y044Barrier board cracked - normal operation. | 1
RCM - Zone Substations | Tap Ch. barrier board repair. | ZS Substation Corrective | Y044 | Barrier board cracked - poor manufacturing. |  |  |  |  | ZS Transformers | [Tapchanger - Barrier board] | {broken} | (any reason) |  |  | 1 | repair | Y044Barrier board cracked - poor manufacturing. | 1
RCM - Zone Substations | Tap Ch. barrier board repair. | ZS Substation Corrective | Y044 | Barrier board loose mounting bolts - incorrect torque. |  |  |  |  | ZS Transformers | [Tapchanger - Barrier board] | {loose} | (any reason) |  |  | 1 | repair | Y044Barrier board loose mounting bolts - incorrect torque. | 1
RCM - Zone Substations | Tap Ch. barrier board repair. | ZS Substation Corrective | Y044 | Barrier board tracking - contamination. |  |  |  |  | ZS Transformers | [Tapchanger - Barrier board] | {tracking} | (any reason) |  |  | 1 | repair | Y044Barrier board tracking - contamination. | 1
RCM - Zone Substations | Tap Ch. barrier board replace. | ZS Substation Corrective | Y045 | Barrier board cracked - normal operation. |  |  |  |  | ZS Transformers | [Tapchanger - Barrier board] | {broken} | (any reason) |  |  | 2 | repair | Y045Barrier board cracked - normal operation. | 1
RCM - Zone Substations | Tap Ch. barrier board replace. | ZS Substation Corrective | Y045 | Barrier board cracked - poor manufacturing. |  |  |  |  | ZS Transformers | [Tapchanger - Barrier board] | {broken} | (any reason) |  |  | 2 | repair | Y045Barrier board cracked - poor manufacturing. | 1
RCM - Zone Substations | Tap Ch. barrier board replace. | ZS Substation Corrective | Y045 | Barrier board loose mounting bolts - incorrect torque. |  |  |  |  | ZS Transformers | [Tapchanger - Barrier board] | {loose} | (any reason) |  |  | 2 | repair | Y045Barrier board loose mounting bolts - incorrect torque. | 1
RCM - Zone Substations | Tap Ch. barrier board replace. | ZS Substation Corrective | Y045 | Barrier board tracking - contamination. |  |  |  |  | ZS Transformers | [Tapchanger - Barrier board] | {tracking} | (any reason) |  |  | 2 | repair | Y045Barrier board tracking - contamination. | 1
RCM - Zone Substations | Tap Ch. bearings repair / replace. | ZS Substation Corrective | Y046 | Diverter internal drive jammed - bearing mounting failure. |  |  |  |  | ZS Transformers | [Tapchanger - Drive linkage] | {seized} | (any reason) |  |  | 1 | repair | Y046Diverter internal drive jammed - bearing mounting failure. | 1
RCM - Zone Substations | Tap Ch. bearings repair / replace. | ZS Substation Corrective | Y046 | Fine selector switch taper pins in guidebearing (bottom) worn - normal operational wear. |  |  |  |  | ZS Transformers | [Tapchanger - Moving contact system] | {broken} | (any reason) |  |  | 1 | repair | Y046Fine selector switch taper pins in guidebearing (bottom) worn - normal operational wear. | 1
RCM - Zone Substations | Tap Ch. bearings repair / replace. | ZS Substation Corrective | Y046 | Tapchanger motor drive gearbox bearing fails - contaminated oil. |  |  |  |  | ZS Transformers | [Tapchanger - Motorbox] | {contaminated} | (any reason) |  |  | 1 | repair | Y046Tapchanger motor drive gearbox bearing fails - contaminated oil. | 1
RCM - Zone Substations | Tap Ch. bearings repair / replace. | ZS Substation Corrective | Y046 | Tapchanger motor drive gearbox bearing fails - lack of lubrication. |  |  |  |  | ZS Transformers | [Tapchanger - Motorbox] | {broken} | (any reason) |  |  | 1 | repair | Y046Tapchanger motor drive gearbox bearing fails - lack of lubrication. | 1
RCM - Zone Substations | Tap Ch. bearings repair / replace. | ZS Substation Corrective | Y046 | Tapchanger motor drive gearbox bearing fails - normal operation. |  |  |  |  | ZS Transformers | [Tapchanger - Motorbox] | {broken} | (any reason) |  |  | 1 | repair | Y046Tapchanger motor drive gearbox bearing fails - normal operation. | 1
RCM - Zone Substations | Tap Ch. bleed screw install. | ZS Substation Corrective | Y047 | Coarse selector bleed screw leaks - not correctly tightened. |  |  |  |  | ZS Transformers | [Tapchanger - Tank - Accessory] | {leaking} | (any reason) |  |  | 1 | repair | Y047Coarse selector bleed screw leaks - not correctly tightened. | 1
RCM - Zone Substations | Tap Ch. bleed screw install. | ZS Substation Corrective | Y047 | Coarse selector switch bleed screw leaks - not correctly tightened. |  |  |  |  | ZS Transformers | [Tapchanger - Tank - Accessory] | {leaking} | (any reason) |  |  | 1 | repair | Y047Coarse selector switch bleed screw leaks - not correctly tightened. | 1
RCM - Zone Substations | Tap Ch. bleed screw install. | ZS Substation Corrective | Y047 | Fine selector switch bleed screw leaks - not correctly tightened. |  |  |  |  | ZS Transformers | [Tapchanger - Tank - Accessory] | {leaking} | (any reason) |  |  | 1 | repair | Y047Fine selector switch bleed screw leaks - not correctly tightened. | 1
RCM - Zone Substations | Tap Ch. braids replace. | ZS Substation Corrective | Y048 | Diverter contact solid braid broken - fatigue. |  |  |  |  | ZS Transformers | [Tapchanger - Moving contact system] | {broken} | (fatigue) |  |  | 1 | repair | Y048Diverter contact solid braid broken - fatigue. | 1
RCM - Zone Substations | Tap Ch. braids replace. | ZS Substation Corrective | Y048 | Diverter open circuit contacts - braid broken (fatigue). |  |  |  |  | ZS Transformers | [Tapchanger - Moving contact system] | {broken} | (fatigue) |  |  | 1 | repair | Y048Diverter open circuit contacts - braid broken (fatigue). | 1
RCM - Zone Substations | Tap Ch. braids replace. | ZS Substation Corrective | Y048 | Diverter open circuit contacts - main contact braid worn (normal wear). |  |  |  |  | ZS Transformers | [Tapchanger - Moving contact system] | {broken} | (wear) |  |  | 1 | repair | Y048Diverter open circuit contacts - main contact braid worn (normal wear). | 1
RCM - Zone Substations | Tap Ch. braids replace. | ZS Substation Corrective | Y048 | Diverter open circuit contacts - star point braid broken. |  |  |  |  | ZS Transformers | [Tapchanger - Moving contact system] | {broken} | (wear) |  |  | 1 | repair | Y048Diverter open circuit contacts - star point braid broken. | 1
RCM - Zone Substations | Tap Ch. braids replace. | ZS Substation Corrective | Y048 | Main contact braid assembly broken braid - clamping point too tight. |  |  |  |  | ZS Transformers | [Tapchanger - Moving contact system] | {broken} | (any reason) |  |  | 1 | repair | Y048Main contact braid assembly broken braid - clamping point too tight. | 1
RCM - Zone Substations | Tap Ch. braids replace. | ZS Substation Corrective | Y048 | Main contact braid assembly broken braid - fatigue. |  |  |  |  | ZS Transformers | [Tapchanger - Moving contact system] | {broken} | (any reason) |  |  | 1 | repair | Y048Main contact braid assembly broken braid - fatigue. | 1
RCM - Zone Substations | Tap Ch. contact carrier repair. | ZS Substation Corrective | Y049 | Diverter contacts misaligned - contact carrier worn. |  |  |  |  | ZS Transformers | [Tapchanger - Moving contact system] | {misaligned} | (wear) |  |  | 1 | repair | Y049Diverter contacts misaligned - contact carrier worn. | 1
RCM - Zone Substations | Tap Ch. contact carrier repair. | ZS Substation Corrective | Y049 | Diverter loose contacts - broken contact carrier. |  |  |  |  | ZS Transformers | [Tapchanger - Fixed contacts] | {broken} | (any reason) |  |  | 1 | repair | Y049Diverter loose contacts - broken contact carrier. | 1
RCM - Zone Substations | Tap Ch. contact carrier repair. | ZS Substation Corrective | Y049 | Diverter loose contacts - incorrect reassembly. |  |  |  |  | ZS Transformers | [Tapchanger - Fixed contacts] | {broken} | (maintenance error) |  |  | 1 | repair | Y049Diverter loose contacts - incorrect reassembly. | 1
RCM - Zone Substations | Tap Ch. contact carrier repair. | ZS Substation Corrective | Y049 | Transition resistors carriage broken - fatigue. |  |  |  |  | ZS Transformers | [Tapchanger - Moving contact system] | {broken} | (any reason) |  |  | 1 | repair | Y049Transition resistors carriage broken - fatigue. | 1
RCM - Zone Substations | Tap Ch. contact carrier replace. | ZS Substation Corrective | Y04A | Diverter contacts misaligned - contact carrier rivets loose. |  |  |  |  | ZS Transformers | [Tapchanger - Moving contact system] | {loose} | (any reason) |  |  | 1 | repair | Y04ADiverter contacts misaligned - contact carrier rivets loose. | 1
RCM - Zone Substations | Tap Ch. contact carrier replace. | ZS Substation Corrective | Y04A | Diverter contacts misaligned - contact carrier worn. |  |  |  |  | ZS Transformers | [Tapchanger - Moving contact system] | {misaligned} | (wear) |  |  | 2 | repair | Y04ADiverter contacts misaligned - contact carrier worn. | 1
RCM - Zone Substations | Tap Ch. contact carrier replace. | ZS Substation Corrective | Y04A | Diverter loose contacts - broken contact carrier. |  |  |  |  | ZS Transformers | [Tapchanger - Fixed contacts] | {broken} | (any reason) |  |  | 2 | repair | Y04ADiverter loose contacts - broken contact carrier. | 1
RCM - Zone Substations | Tap Ch. contact carrier replace. | ZS Substation Corrective | Y04A | Diverter loose contacts - incorrect reassembly. |  |  |  |  | ZS Transformers | [Tapchanger - Fixed contacts] | {broken} | (maintenance error) |  |  | 2 | repair | Y04ADiverter loose contacts - incorrect reassembly. | 1
RCM - Zone Substations | Tap Ch. contact carrier replace. | ZS Substation Corrective | Y04A | Fixed contact burn - weakend contact spring pressure. |  |  |  |  | ZS Transformers | [Tapchanger - Fixed contacts] | {loose} | (any reason) |  |  | 1 | repair | Y04AFixed contact burn - weakend contact spring pressure. | 1
RCM - Zone Substations | Tap Ch. contact carrier replace. | ZS Substation Corrective | Y04A | Moving contact burnt - weakend contact spring pressure. |  |  |  |  | ZS Transformers | [Tapchanger - Moving contact system] | {loose} | (any reason) |  |  | 1 | repair | Y04AMoving contact burnt - weakend contact spring pressure. | 1
RCM - Zone Substations | Tap Ch. contact carrier replace. | ZS Substation Corrective | Y04A | Transition resistors carriage broken - fatigue. |  |  |  |  | ZS Transformers | [Tapchanger - Moving contact system] | {broken} | (any reason) |  |  | 2 | repair | Y04ATransition resistors carriage broken - fatigue. | 1
RCM - Zone Substations | Tap Ch. contact repair. | ZS Substation Corrective | Y04B | Barrier board cracked - high resistance contact. |  |  |  |  | ZS Transformers | [Tapchanger - Barrier board] | {broken} | (any reason) |  |  | 1 | repair | Y04BBarrier board cracked - high resistance contact. | 1
RCM - Zone Substations | Tap Ch. contact repair. | ZS Substation Corrective | Y04B | Change-over selector loss of contact pressure - incorrect removal/installation. |  |  |  |  | ZS Transformers | [Tapchanger - Moving contact system] | {loose} | (any reason) |  |  | 1 | repair | Y04BChange-over selector loss of contact pressure - incorrect removal/installation. | 1
RCM - Zone Substations | Tap Ch. contact repair. | ZS Substation Corrective | Y04B | Change-over selector loss of contact pressure - weakened spring. |  |  |  |  | ZS Transformers | [Tapchanger - Moving contact system] | {loose} | (any reason) |  |  | 1 | repair | Y04BChange-over selector loss of contact pressure - weakened spring. | 1
RCM - Zone Substations | Tap Ch. contact repair. | ZS Substation Corrective | Y04B | Course/Fine Selector worn contacts - normal operation. |  |  |  |  | ZS Transformers | [Tapchanger - Moving contact system] | {damaged} | (wear) |  |  | 1 | repair | Y04BCourse/Fine Selector worn contacts - normal operation. | 1
RCM - Zone Substations | Tap Ch. contact repair. | ZS Substation Corrective | Y04B | Diverter burning of main and arcing contacts - contact spring broken. |  |  |  |  | ZS Transformers | [Tapchanger - Moving contact system] | {broken} | (any reason) |  |  | 1 | repair | Y04BDiverter burning of main and arcing contacts - contact spring broken. | 1
RCM - Zone Substations | Tap Ch. contact repair. | ZS Substation Corrective | Y04B | Diverter burning of main and arcing contacts - contact spring pressure loss. |  |  |  |  | ZS Transformers | [Tapchanger - Moving contact system] | {loose} | (any reason) |  |  | 1 | repair | Y04BDiverter burning of main and arcing contacts - contact spring pressure loss. | 1
RCM - Zone Substations | Tap Ch. contact repair. | ZS Substation Corrective | Y04B | Diverter burning of main and arcing contacts - normal operation. |  |  |  |  | ZS Transformers | [Tapchanger - Moving contact system] | {damaged} | (wear) |  |  | 1 | repair | Y04BDiverter burning of main and arcing contacts - normal operation. | 1
RCM - Zone Substations | Tap Ch. contact repair. | ZS Substation Corrective | Y04B | Diverter burning of main and arcing contacts - roller contact siezed/jammed. |  |  |  |  | ZS Transformers | [Tapchanger - Moving contact system] | {seized} | (any reason) |  |  | 1 | repair | Y04BDiverter burning of main and arcing contacts - roller contact siezed/jammed. | 1
RCM - Zone Substations | Tap Ch. contact repair. | ZS Substation Corrective | Y04B | Diverter burning of main contacts - loss of even contact pressure. |  |  |  |  | ZS Transformers | [Tapchanger - Moving contact system] | {loose} | (any reason) |  |  | 1 | repair | Y04BDiverter burning of main contacts - loss of even contact pressure. | 1
RCM - Zone Substations | Tap Ch. contact repair. | ZS Substation Corrective | Y04B | Diverter burning of main contacts - misalignment (operational wear). |  |  |  |  | ZS Transformers | [Tapchanger - Moving contact system] | {misaligned} | (any reason) |  |  | 1 | repair | Y04BDiverter burning of main contacts - misalignment (operational wear). | 1
RCM - Zone Substations | Tap Ch. contact repair. | ZS Substation Corrective | Y04B | Diverter burning of main contacts - normal operation. |  |  |  |  | ZS Transformers | [Tapchanger - Moving contact system] | {damaged} | (wear) |  |  | 1 | repair | Y04BDiverter burning of main contacts - normal operation. | 1
RCM - Zone Substations | Tap Ch. contact repair. | ZS Substation Corrective | Y04B | Diverter burnt fixed contacts - loose contact. |  |  |  |  | ZS Transformers | [Tapchanger - Fixed contacts] | {loose} | (any reason) |  |  | 1 | repair | Y04BDiverter burnt fixed contacts - loose contact. | 1
RCM - Zone Substations | Tap Ch. contact repair. | ZS Substation Corrective | Y04B | Diverter burnt fixed contacts - normal operation. |  |  |  |  | ZS Transformers | [Tapchanger - Fixed contacts] | {damaged} | (wear) |  |  | 1 | repair | Y04BDiverter burnt fixed contacts - normal operation. | 1
RCM - Zone Substations | Tap Ch. contact repair. | ZS Substation Corrective | Y04B | Diverter contacts misaligned - incorrect spring tension. |  |  |  |  | ZS Transformers | [Tapchanger - Moving contact system] | {loose} | (any reason) |  |  | 1 | repair | Y04BDiverter contacts misaligned - incorrect spring tension. | 1
RCM - Zone Substations | Tap Ch. contact repair. | ZS Substation Corrective | Y04B | Diverter contacts misaligned - worn turnbuckle attachment pins. |  |  |  |  | ZS Transformers | [Tapchanger - Moving contact system] | {misaligned} | (wear) |  |  | 1 | repair | Y04BDiverter contacts misaligned - worn turnbuckle attachment pins. | 1
RCM - Zone Substations | Tap Ch. contact repair. | ZS Substation Corrective | Y04B | Diverter external button contact loss of contact pressure - incorrect removal/installation. |  |  |  |  | ZS Transformers | [Tapchanger - Moving contact system] | {broken} | (maintenance error) |  |  | 1 | repair | Y04BDiverter external button contact loss of contact pressure - incorrect removal/installation. | 1
RCM - Zone Substations | Tap Ch. contact repair. | ZS Substation Corrective | Y04B | Diverter external button contact loss of contact pressure - weakened spring. |  |  |  |  | ZS Transformers | [Tapchanger - Moving contact system] | {loose} | (any reason) |  |  | 1 | repair | Y04BDiverter external button contact loss of contact pressure - weakened spring. | 1
RCM - Zone Substations | Tap Ch. contact repair. | ZS Substation Corrective | Y04B | Diverter fixed contact (half rounds) burnt - diverter contact excessive wear. |  |  |  |  | ZS Transformers | [Tapchanger - Fixed contacts] | {damaged} | (wear) |  |  | 1 | repair | Y04BDiverter fixed contact (half rounds) burnt - diverter contact excessive wear. | 1
RCM - Zone Substations | Tap Ch. contact repair. | ZS Substation Corrective | Y04B | Diverter fixed contact (half rounds) burnt - loss of spring tension. |  |  |  |  | ZS Transformers | [Tapchanger - Moving contact system] | {loose} | (any reason) |  |  | 1 | repair | Y04BDiverter fixed contact (half rounds) burnt - loss of spring tension. | 1
RCM - Zone Substations | Tap Ch. contact repair. | ZS Substation Corrective | Y04B | Diverter fixed contact (half rounds) burnt - normal operation. |  |  |  |  | ZS Transformers | [Tapchanger - Fixed contacts] | {damaged} | (wear) |  |  | 1 | repair | Y04BDiverter fixed contact (half rounds) burnt - normal operation. | 1
RCM - Zone Substations | Tap Ch. contact repair. | ZS Substation Corrective | Y04B | Diverter fixed contact (half rounds) burnt - timing (drop in/out) out of adjustment. |  |  |  |  | ZS Transformers | [Tapchanger - Fixed contacts] | {misaligned} | (any reason) |  |  | 1 | repair | Y04BDiverter fixed contact (half rounds) burnt - timing (drop in/out) out of adjustment. | 1
RCM - Zone Substations | Tap Ch. contact repair. | ZS Substation Corrective | Y04B | Diverter insufficient open contact clearance - weakened spring. |  |  |  |  | ZS Transformers | [Tapchanger - Moving contact system] | {loose} | (any reason) |  |  | 1 | repair | Y04BDiverter insufficient open contact clearance - weakened spring. | 1
RCM - Zone Substations | Tap Ch. contact repair. | ZS Substation Corrective | Y04B | Diverter loose contacts - contact sercuring bolt loose. |  |  |  |  | ZS Transformers | [Tapchanger - Fixed contacts] | {loose} | (any reason) |  |  | 1 | repair | Y04BDiverter loose contacts - contact sercuring bolt loose. | 1
RCM - Zone Substations | Tap Ch. contact repair. | ZS Substation Corrective | Y04B | Diverter loose contacts - incorrect contact fitted. |  |  |  |  | ZS Transformers | [Tapchanger - Fixed contacts] | {broken} | (maintenance error) |  |  | 1 | repair | Y04BDiverter loose contacts - incorrect contact fitted. | 1
RCM - Zone Substations | Tap Ch. contact repair. | ZS Substation Corrective | Y04B | Diverter loose contacts - incorrect reassembly. |  |  |  |  | ZS Transformers | [Tapchanger - Fixed contacts] | {broken} | (maintenance error) |  |  | 3 | repair | Y04BDiverter loose contacts - incorrect reassembly. | 1
RCM - Zone Substations | Tap Ch. contact repair. | ZS Substation Corrective | Y04B | Diverter loose contacts - securing contact bolt/pin loose. |  |  |  |  | ZS Transformers | [Tapchanger - Fixed contacts] | {loose} | (any reason) |  |  | 1 | repair | Y04BDiverter loose contacts - securing contact bolt/pin loose. | 1
RCM - Zone Substations | Tap Ch. contact repair. | ZS Substation Corrective | Y04B | Diverter loose contacts - weakened spring. |  |  |  |  | ZS Transformers | [Tapchanger - Fixed contacts] | {loose} | (any reason) |  |  | 1 | repair | Y04BDiverter loose contacts - weakened spring. | 1
RCM - Zone Substations | Tap Ch. contact repair. | ZS Substation Corrective | Y04B | Diverter moving contact (A&B segments) worn / burnt - normal operation. |  |  |  |  | ZS Transformers | [Tapchanger - Moving contact system] | {damaged} | (wear) |  |  | 1 | repair | Y04BDiverter moving contact (A&B segments) worn / burnt - normal operation. | 1
RCM - Zone Substations | Tap Ch. contact repair. | ZS Substation Corrective | Y04B | Diverter moving main take off contact worn - normal operation. |  |  |  |  | ZS Transformers | [Tapchanger - Moving contact system] | {damaged} | (wear) |  |  | 1 | repair | Y04BDiverter moving main take off contact worn - normal operation. | 1
RCM - Zone Substations | Tap Ch. contact repair. | ZS Substation Corrective | Y04B | Diverter out of alignment - worn star point drive holes. |  |  |  |  | ZS Transformers | [Tapchanger - Moving contact system] | {misaligned} | (wear) |  |  | 1 | repair | Y04BDiverter out of alignment - worn star point drive holes. | 1
RCM - Zone Substations | Tap Ch. contact repair. | ZS Substation Corrective | Y04B | Diverter worn arcing contacts - normal operation. |  |  |  |  | ZS Transformers | [Tapchanger - Moving contact system] | {damaged} | (wear) |  |  | 1 | repair | Y04BDiverter worn arcing contacts - normal operation. | 1
RCM - Zone Substations | Tap Ch. contact repair. | ZS Substation Corrective | Y04B | Drive mechanism excessive movement / play - actuating bearing lock nut loose/missing. |  |  |  |  | ZS Transformers | [Tapchanger - Drive linkage] | {misaligned} | (any reason) |  |  | 1 | repair | Y04BDrive mechanism excessive movement / play - actuating bearing lock nut loose/missing. | 1
RCM - Zone Substations | Tap Ch. contact repair. | ZS Substation Corrective | Y04B | Fine selector switch burning of moving contacts - loss of contact pressure. |  |  |  |  | ZS Transformers | [Tapchanger - Moving contact system] | {loose} | (any reason) |  |  | 1 | repair | Y04BFine selector switch burning of moving contacts - loss of contact pressure. | 1
RCM - Zone Substations | Tap Ch. contact repair. | ZS Substation Corrective | Y04B | Fine selector switch burning of moving contacts - wear of bottom takeoff contact. |  |  |  |  | ZS Transformers | [Tapchanger - Moving contact system] | {damaged} | (wear) |  |  | 1 | repair | Y04BFine selector switch burning of moving contacts - wear of bottom takeoff contact. | 1
RCM - Zone Substations | Tap Ch. contact repair. | ZS Substation Corrective | Y04B | Fine selector switch high resistance - damaged button contact. |  |  |  |  | ZS Transformers | [Tapchanger - Moving contact system] | {damaged} | (wear) |  |  | 1 | repair | Y04BFine selector switch high resistance - damaged button contact. | 1
RCM - Zone Substations | Tap Ch. contact repair. | ZS Substation Corrective | Y04B | Fine selector switch high resistance - damaged button contact.(assembly error) |  |  |  |  | ZS Transformers | [Tapchanger - Moving contact system] | {damaged} | (wear) |  |  | 1 | repair | Y04BFine selector switch high resistance - damaged button contact.(assembly error) | 1
RCM - Zone Substations | Tap Ch. contact repair. | ZS Substation Corrective | Y04B | Fine selector switch high resistance - low contact cylinder spring tension. |  |  |  |  | ZS Transformers | [Tapchanger - Moving contact system] | {loose} | (any reason) |  |  | 1 | repair | Y04BFine selector switch high resistance - low contact cylinder spring tension. | 1
RCM - Zone Substations | Tap Ch. contact repair. | ZS Substation Corrective | Y04B | Fine selector switch high resistance - main/aux contact thickness below spec. |  |  |  |  | ZS Transformers | [Tapchanger - Moving contact system] | {damaged} | (wear) |  |  | 1 | repair | Y04BFine selector switch high resistance - main/aux contact thickness below spec. | 1
RCM - Zone Substations | Tap Ch. contact repair. | ZS Substation Corrective | Y04B | Fine selector switch high resistance - main/aux contact worn <min surface area. |  |  |  |  | ZS Transformers | [Tapchanger - Moving contact system] | {damaged} | (wear) |  |  | 1 | repair | Y04BFine selector switch high resistance - main/aux contact worn <min surface area. | 1
RCM - Zone Substations | Tap Ch. contact repair. | ZS Substation Corrective | Y04B | Fine selector switch high resistance - reduced spring pressure on contacts. |  |  |  |  | ZS Transformers | [Tapchanger - Moving contact system] | {damaged} | (wear) |  |  | 1 | repair | Y04BFine selector switch high resistance - reduced spring pressure on contacts. | 1
RCM - Zone Substations | Tap Ch. contact repair. | ZS Substation Corrective | Y04B | Fine selector switch high resistance - worn switching cylinder button contacts. |  |  |  |  | ZS Transformers | [Tapchanger - Moving contact system] | {damaged} | (wear) |  |  | 1 | repair | Y04BFine selector switch high resistance - worn switching cylinder button contacts. | 1
RCM - Zone Substations | Tap Ch. contact repair. | ZS Substation Corrective | Y04B | Fine selector switch spear incorrectly positioned - incorrect use (contacts compressed). |  |  |  |  | ZS Transformers | [Tapchanger - Moving contact system] | {misaligned} | (any reason) |  |  | 1 | repair | Y04BFine selector switch spear incorrectly positioned - incorrect use (contacts compressed). | 1
RCM - Zone Substations | Tap Ch. contact repair. | ZS Substation Corrective | Y04B | Fine selector switch unable to removes - badly worn switching contacts. |  |  |  |  | ZS Transformers | [Tapchanger - Moving contact system] | {damaged} | (wear) |  |  | 1 | repair | Y04BFine selector switch unable to removes - badly worn switching contacts. | 1
RCM - Zone Substations | Tap Ch. contact repair. | ZS Substation Corrective | Y04B | Fine selector switch worn contact - normal operational wear. |  |  |  |  | ZS Transformers | [Tapchanger - Moving contact system] | {damaged} | (wear) |  |  | 1 | repair | Y04BFine selector switch worn contact - normal operational wear. | 1
RCM - Zone Substations | Tap Ch. contact repair. | ZS Substation Corrective | Y04B | Fine selector switch worn contact heads (button contacts) - normal operation. |  |  |  |  | ZS Transformers | [Tapchanger - Moving contact system] | {damaged} | (wear) |  |  | 1 | repair | Y04BFine selector switch worn contact heads (button contacts) - normal operation. | 1
RCM - Zone Substations | Tap Ch. contact repair. | ZS Substation Corrective | Y04B | Fixed contact burn - loose mounting. |  |  |  |  | ZS Transformers | [Tapchanger - Fixed contacts] | {loose} | (any reason) |  |  | 1 | repair | Y04BFixed contact burn - loose mounting. | 1
RCM - Zone Substations | Tap Ch. contact repair. | ZS Substation Corrective | Y04B | Fixed contact open circuit / high resistance - loose wiring termination. |  |  |  |  | ZS Transformers | [Tapchanger - Fixed contacts] | {loose} | (any reason) |  |  | 1 | repair | Y04BFixed contact open circuit / high resistance - loose wiring termination. | 1
RCM - Zone Substations | Tap Ch. contact repair. | ZS Substation Corrective | Y04B | Fixed contact worn - normal operation. |  |  |  |  | ZS Transformers | [Tapchanger - Fixed contacts] | {damaged} | (wear) |  |  | 1 | repair | Y04BFixed contact worn - normal operation. | 1
RCM - Zone Substations | Tap Ch. contact repair. | ZS Substation Corrective | Y04B | Fixed contact worn contacts - normal operation. |  |  |  |  | ZS Transformers | [Tapchanger - Fixed contacts] | {damaged} | (wear) |  |  | 1 | repair | Y04BFixed contact worn contacts - normal operation. | 1
RCM - Zone Substations | Tap Ch. contact repair. | ZS Substation Corrective | Y04B | Fixed contacts burnt - loose contact fasteners. |  |  |  |  | ZS Transformers | [Tapchanger - Fixed contacts] | {loose} | (any reason) |  |  | 1 | repair | Y04BFixed contacts burnt - loose contact fasteners. | 1
RCM - Zone Substations | Tap Ch. contact repair. | ZS Substation Corrective | Y04B | Fixed contacts burnt - normal operation. |  |  |  |  | ZS Transformers | [Tapchanger - Fixed contacts] | {damaged} | (wear) |  |  | 1 | repair | Y04BFixed contacts burnt - normal operation. | 1
RCM - Zone Substations | Tap Ch. contact repair. | ZS Substation Corrective | Y04B | Main contact assembly burnt - loss of contact spring pressure. |  |  |  |  | ZS Transformers | [Tapchanger - Fixed contacts] | {loose} | (any reason) |  |  | 1 | repair | Y04BMain contact assembly burnt - loss of contact spring pressure. | 1
RCM - Zone Substations | Tap Ch. contact repair. | ZS Substation Corrective | Y04B | Main contact assembly worn contacts - normal operation. |  |  |  |  | ZS Transformers | [Tapchanger - Fixed contacts] | {damaged} | (wear) |  |  | 1 | repair | Y04BMain contact assembly worn contacts - normal operation. | 1
RCM - Zone Substations | Tap Ch. contact repair. | ZS Substation Corrective | Y04B | Main contact assembly worn contacts - poor orginal contacts. |  |  |  |  | ZS Transformers | [Tapchanger - Fixed contacts] | {damaged} | (wear) |  |  | 1 | repair | Y04BMain contact assembly worn contacts - poor orginal contacts. | 1
RCM - Zone Substations | Tap Ch. contact repair. | ZS Substation Corrective | Y04B | Main contact assembly worn roller contacts - normal operation. |  |  |  |  | ZS Transformers | [Tapchanger - Moving contact system] | {damaged} | (wear) |  |  | 1 | repair | Y04BMain contact assembly worn roller contacts - normal operation. | 1
RCM - Zone Substations | Tap Ch. contact repair. | ZS Substation Corrective | Y04B | Moving contact worn moving main contact - normal operation. |  |  |  |  | ZS Transformers | [Tapchanger - Moving contact system] | {damaged} | (wear) |  |  | 1 | repair | Y04BMoving contact worn moving main contact - normal operation. | 1
RCM - Zone Substations | Tap Ch. contact repair. | ZS Substation Corrective | Y04B | Moving contact worn roller (MK II onwards) - normal operation. |  |  |  |  | ZS Transformers | [Tapchanger - Moving contact system] | {damaged} | (wear) |  |  | 1 | repair | Y04BMoving contact worn roller (MK II onwards) - normal operation. | 1
RCM - Zone Substations | Tap Ch. contact repair. | ZS Substation Corrective | Y04B | Moving contact worn transition roller - normal operation. |  |  |  |  | ZS Transformers | [Tapchanger - Moving contact system] | {damaged} | (wear) |  |  | 1 | repair | Y04BMoving contact worn transition roller - normal operation. | 1
RCM - Zone Substations | Tap Ch. contact repair. | ZS Substation Corrective | Y04B | Selector contacts (Half Moons + putters) burnt - diverter contact excessive wear. |  |  |  |  | ZS Transformers | [Tapchanger - Fixed contacts] | {damaged} | (wear) |  |  | 1 | repair | Y04BSelector contacts (Half Moons + putters) burnt - diverter contact excessive wear. | 1
RCM - Zone Substations | Tap Ch. contact repair. | ZS Substation Corrective | Y04B | Selector contacts (Half Moons + putters) burnt - loss of spring tension. |  |  |  |  | ZS Transformers | [Tapchanger - Fixed contacts] | {loose} | (any reason) |  |  | 1 | repair | Y04BSelector contacts (Half Moons + putters) burnt - loss of spring tension. | 1
RCM - Zone Substations | Tap Ch. contact repair. | ZS Substation Corrective | Y04B | Selector contacts (Half Moons + putters) burnt - timing (drop in/out) out of adjustment. |  |  |  |  | ZS Transformers | [Tapchanger - Fixed contacts] | {misaligned} | (any reason) |  |  | 1 | repair | Y04BSelector contacts (Half Moons + putters) burnt - timing (drop in/out) out of adjustment. | 1
RCM - Zone Substations | Tap Ch. contact repair. | ZS Substation Corrective | Y04B | Selector contacts broken - fatigue. |  |  |  |  | ZS Transformers | [Tapchanger - Fixed contacts] | {damaged} | (wear) |  |  | 1 | repair | Y04BSelector contacts broken - fatigue. | 1
RCM - Zone Substations | Tap Ch. contact repair. | ZS Substation Corrective | Y04B | Selector contacts misaligned - loose mounting bolt. |  |  |  |  | ZS Transformers | [Tapchanger - Fixed contacts] | {loose} | (any reason) |  |  | 1 | repair | Y04BSelector contacts misaligned - loose mounting bolt. | 1
RCM - Zone Substations | Tap Ch. contact repair. | ZS Substation Corrective | Y04B | Selector contacts misaligned - wear. |  |  |  |  | ZS Transformers | [Tapchanger - Fixed contacts] | {damaged} | (wear) |  |  | 1 | repair | Y04BSelector contacts misaligned - wear. | 1
RCM - Zone Substations | Tap Ch. contact repair. | ZS Substation Corrective | Y04B | Selector fixed contact post broken - fatigue. |  |  |  |  | ZS Transformers | [Tapchanger - Fixed contacts] | {broken} | (any reason) |  |  | 1 | repair | Y04BSelector fixed contact post broken - fatigue. | 1
RCM - Zone Substations | Tap Ch. contact repair. | ZS Substation Corrective | Y04B | Selector increased contact resistance - surface skin effect on copper. |  |  |  |  | ZS Transformers | [Tapchanger - Moving contact system] | {damaged} | (any reason) |  |  | 1 | repair | Y04BSelector increased contact resistance - surface skin effect on copper. | 1
RCM - Zone Substations | Tap Ch. contact repair. | ZS Substation Corrective | Y04B | Selector increased contact resistance - surface tarnish on copper. |  |  |  |  | ZS Transformers | [Tapchanger - Moving contact system] | {damaged} | (any reason) |  |  | 1 | repair | Y04BSelector increased contact resistance - surface tarnish on copper. | 1
RCM - Zone Substations | Tap Ch. contact repair. | ZS Substation Corrective | Y04B | Selector loss of spring tension in moving contact - age degradation. |  |  |  |  | ZS Transformers | [Tapchanger - Moving contact system] | {loose} | (any reason) |  |  | 1 | repair | Y04BSelector loss of spring tension in moving contact - age degradation. | 1
RCM - Zone Substations | Tap Ch. contact replace. | ZS Substation Corrective | Y04C | Barrier board cracked - high resistance contact. |  |  |  |  | ZS Transformers | [Tapchanger - Barrier board] | {broken} | (any reason) |  |  | 2 | repair | Y04CBarrier board cracked - high resistance contact. | 1
RCM - Zone Substations | Tap Ch. contact replace. | ZS Substation Corrective | Y04C | Change-over selector loss of contact pressure - incorrect removal/installation. |  |  |  |  | ZS Transformers | [Tapchanger - Moving contact system] | {loose} | (any reason) |  |  | 2 | repair | Y04CChange-over selector loss of contact pressure - incorrect removal/installation. | 1
RCM - Zone Substations | Tap Ch. contact replace. | ZS Substation Corrective | Y04C | Change-over selector loss of contact pressure - weakened spring. |  |  |  |  | ZS Transformers | [Tapchanger - Moving contact system] | {loose} | (any reason) |  |  | 2 | repair | Y04CChange-over selector loss of contact pressure - weakened spring. | 1
RCM - Zone Substations | Tap Ch. contact replace. | ZS Substation Corrective | Y04C | Course/Fine Selector worn contacts - normal operation. |  |  |  |  | ZS Transformers | [Tapchanger - Moving contact system] | {damaged} | (wear) |  |  | 2 | repair | Y04CCourse/Fine Selector worn contacts - normal operation. | 1
RCM - Zone Substations | Tap Ch. contact replace. | ZS Substation Corrective | Y04C | Diverter burning of main and arcing contacts - contact spring broken. |  |  |  |  | ZS Transformers | [Tapchanger - Moving contact system] | {broken} | (any reason) |  |  | 2 | repair | Y04CDiverter burning of main and arcing contacts - contact spring broken. | 1
RCM - Zone Substations | Tap Ch. contact replace. | ZS Substation Corrective | Y04C | Diverter burning of main and arcing contacts - contact spring pressure loss. |  |  |  |  | ZS Transformers | [Tapchanger - Moving contact system] | {loose} | (any reason) |  |  | 2 | repair | Y04CDiverter burning of main and arcing contacts - contact spring pressure loss. | 1
RCM - Zone Substations | Tap Ch. contact replace. | ZS Substation Corrective | Y04C | Diverter burning of main and arcing contacts - normal operation. |  |  |  |  | ZS Transformers | [Tapchanger - Moving contact system] | {damaged} | (wear) |  |  | 2 | repair | Y04CDiverter burning of main and arcing contacts - normal operation. | 1
RCM - Zone Substations | Tap Ch. contact replace. | ZS Substation Corrective | Y04C | Diverter burning of main and arcing contacts - roller contact siezed/jammed. |  |  |  |  | ZS Transformers | [Tapchanger - Moving contact system] | {seized} | (any reason) |  |  | 2 | repair | Y04CDiverter burning of main and arcing contacts - roller contact siezed/jammed. | 1
RCM - Zone Substations | Tap Ch. contact replace. | ZS Substation Corrective | Y04C | Diverter burning of main contacts - loss of even contact pressure. |  |  |  |  | ZS Transformers | [Tapchanger - Moving contact system] | {loose} | (any reason) |  |  | 2 | repair | Y04CDiverter burning of main contacts - loss of even contact pressure. | 1
RCM - Zone Substations | Tap Ch. contact replace. | ZS Substation Corrective | Y04C | Diverter burning of main contacts - misalignment (operational wear). |  |  |  |  | ZS Transformers | [Tapchanger - Moving contact system] | {misaligned} | (any reason) |  |  | 2 | repair | Y04CDiverter burning of main contacts - misalignment (operational wear). | 1
RCM - Zone Substations | Tap Ch. contact replace. | ZS Substation Corrective | Y04C | Diverter burning of main contacts - normal operation. |  |  |  |  | ZS Transformers | [Tapchanger - Moving contact system] | {damaged} | (wear) |  |  | 2 | repair | Y04CDiverter burning of main contacts - normal operation. | 1
RCM - Zone Substations | Tap Ch. contact replace. | ZS Substation Corrective | Y04C | Diverter burnt fixed contacts - loose contact. |  |  |  |  | ZS Transformers | [Tapchanger - Fixed contacts] | {loose} | (any reason) |  |  | 2 | repair | Y04CDiverter burnt fixed contacts - loose contact. | 1
RCM - Zone Substations | Tap Ch. contact replace. | ZS Substation Corrective | Y04C | Diverter burnt fixed contacts - normal operation. |  |  |  |  | ZS Transformers | [Tapchanger - Fixed contacts] | {damaged} | (wear) |  |  | 2 | repair | Y04CDiverter burnt fixed contacts - normal operation. | 1
RCM - Zone Substations | Tap Ch. contact replace. | ZS Substation Corrective | Y04C | Diverter contacts misaligned - incorrect spring tension. |  |  |  |  | ZS Transformers | [Tapchanger - Moving contact system] | {loose} | (any reason) |  |  | 2 | repair | Y04CDiverter contacts misaligned - incorrect spring tension. | 1
RCM - Zone Substations | Tap Ch. contact replace. | ZS Substation Corrective | Y04C | Diverter contacts misaligned - worn turnbuckle attachment pins. |  |  |  |  | ZS Transformers | [Tapchanger - Moving contact system] | {misaligned} | (wear) |  |  | 2 | repair | Y04CDiverter contacts misaligned - worn turnbuckle attachment pins. | 1
RCM - Zone Substations | Tap Ch. contact replace. | ZS Substation Corrective | Y04C | Diverter external button contact loss of contact pressure - incorrect removal/installation. |  |  |  |  | ZS Transformers | [Tapchanger - Moving contact system] | {broken} | (maintenance error) |  |  | 2 | repair | Y04CDiverter external button contact loss of contact pressure - incorrect removal/installation. | 1
RCM - Zone Substations | Tap Ch. contact replace. | ZS Substation Corrective | Y04C | Diverter external button contact loss of contact pressure - weakened spring. |  |  |  |  | ZS Transformers | [Tapchanger - Moving contact system] | {loose} | (any reason) |  |  | 2 | repair | Y04CDiverter external button contact loss of contact pressure - weakened spring. | 1
RCM - Zone Substations | Tap Ch. contact replace. | ZS Substation Corrective | Y04C | Diverter fixed contact (half rounds) burnt - diverter contact excessive wear. |  |  |  |  | ZS Transformers | [Tapchanger - Fixed contacts] | {damaged} | (wear) |  |  | 2 | repair | Y04CDiverter fixed contact (half rounds) burnt - diverter contact excessive wear. | 1
RCM - Zone Substations | Tap Ch. contact replace. | ZS Substation Corrective | Y04C | Diverter fixed contact (half rounds) burnt - loss of spring tension. |  |  |  |  | ZS Transformers | [Tapchanger - Moving contact system] | {loose} | (any reason) |  |  | 2 | repair | Y04CDiverter fixed contact (half rounds) burnt - loss of spring tension. | 1
RCM - Zone Substations | Tap Ch. contact replace. | ZS Substation Corrective | Y04C | Diverter fixed contact (half rounds) burnt - normal operation. |  |  |  |  | ZS Transformers | [Tapchanger - Fixed contacts] | {damaged} | (wear) |  |  | 2 | repair | Y04CDiverter fixed contact (half rounds) burnt - normal operation. | 1
RCM - Zone Substations | Tap Ch. contact replace. | ZS Substation Corrective | Y04C | Diverter fixed contact (half rounds) burnt - timing (drop in/out) out of adjustment. |  |  |  |  | ZS Transformers | [Tapchanger - Fixed contacts] | {misaligned} | (any reason) |  |  | 2 | repair | Y04CDiverter fixed contact (half rounds) burnt - timing (drop in/out) out of adjustment. | 1
RCM - Zone Substations | Tap Ch. contact replace. | ZS Substation Corrective | Y04C | Diverter insufficient open contact clearance - weakened spring. |  |  |  |  | ZS Transformers | [Tapchanger - Moving contact system] | {loose} | (any reason) |  |  | 2 | repair | Y04CDiverter insufficient open contact clearance - weakened spring. | 1
RCM - Zone Substations | Tap Ch. contact replace. | ZS Substation Corrective | Y04C | Diverter loose contacts - contact sercuring bolt loose. |  |  |  |  | ZS Transformers | [Tapchanger - Fixed contacts] | {loose} | (any reason) |  |  | 2 | repair | Y04CDiverter loose contacts - contact sercuring bolt loose. | 1
RCM - Zone Substations | Tap Ch. contact replace. | ZS Substation Corrective | Y04C | Diverter loose contacts - incorrect contact fitted. |  |  |  |  | ZS Transformers | [Tapchanger - Fixed contacts] | {broken} | (maintenance error) |  |  | 2 | repair | Y04CDiverter loose contacts - incorrect contact fitted. | 1
RCM - Zone Substations | Tap Ch. contact replace. | ZS Substation Corrective | Y04C | Diverter loose contacts - incorrect reassembly. |  |  |  |  | ZS Transformers | [Tapchanger - Fixed contacts] | {broken} | (maintenance error) |  |  | 4 | repair | Y04CDiverter loose contacts - incorrect reassembly. | 1
RCM - Zone Substations | Tap Ch. contact replace. | ZS Substation Corrective | Y04C | Diverter loose contacts - securing contact bolt/pin loose. |  |  |  |  | ZS Transformers | [Tapchanger - Fixed contacts] | {loose} | (any reason) |  |  | 2 | repair | Y04CDiverter loose contacts - securing contact bolt/pin loose. | 1
RCM - Zone Substations | Tap Ch. contact replace. | ZS Substation Corrective | Y04C | Diverter loose contacts - weakened spring. |  |  |  |  | ZS Transformers | [Tapchanger - Fixed contacts] | {loose} | (any reason) |  |  | 2 | repair | Y04CDiverter loose contacts - weakened spring. | 1
RCM - Zone Substations | Tap Ch. contact replace. | ZS Substation Corrective | Y04C | Diverter moving contact (A&B segments) worn / burnt - normal operation. |  |  |  |  | ZS Transformers | [Tapchanger - Moving contact system] | {damaged} | (wear) |  |  | 2 | repair | Y04CDiverter moving contact (A&B segments) worn / burnt - normal operation. | 1
RCM - Zone Substations | Tap Ch. contact replace. | ZS Substation Corrective | Y04C | Diverter moving main take off contact worn - normal operation. |  |  |  |  | ZS Transformers | [Tapchanger - Moving contact system] | {damaged} | (wear) |  |  | 2 | repair | Y04CDiverter moving main take off contact worn - normal operation. | 1
RCM - Zone Substations | Tap Ch. contact replace. | ZS Substation Corrective | Y04C | Diverter out of alignment - worn star point drive holes. |  |  |  |  | ZS Transformers | [Tapchanger - Moving contact system] | {misaligned} | (wear) |  |  | 2 | repair | Y04CDiverter out of alignment - worn star point drive holes. | 1
RCM - Zone Substations | Tap Ch. contact replace. | ZS Substation Corrective | Y04C | Diverter worn arcing contacts - normal operation. |  |  |  |  | ZS Transformers | [Tapchanger - Moving contact system] | {damaged} | (wear) |  |  | 2 | repair | Y04CDiverter worn arcing contacts - normal operation. | 1
RCM - Zone Substations | Tap Ch. contact replace. | ZS Substation Corrective | Y04C | Drive mechanism excessive movement / play - actuating bearing lock nut loose/missing. |  |  |  |  | ZS Transformers | [Tapchanger - Drive linkage] | {misaligned} | (any reason) |  |  | 2 | repair | Y04CDrive mechanism excessive movement / play - actuating bearing lock nut loose/missing. | 1
RCM - Zone Substations | Tap Ch. contact replace. | ZS Substation Corrective | Y04C | Fine selector switch burning of moving contacts - loss of contact pressure. |  |  |  |  | ZS Transformers | [Tapchanger - Moving contact system] | {loose} | (any reason) |  |  | 2 | repair | Y04CFine selector switch burning of moving contacts - loss of contact pressure. | 1
RCM - Zone Substations | Tap Ch. contact replace. | ZS Substation Corrective | Y04C | Fine selector switch burning of moving contacts - wear of bottom takeoff contact. |  |  |  |  | ZS Transformers | [Tapchanger - Moving contact system] | {damaged} | (wear) |  |  | 2 | repair | Y04CFine selector switch burning of moving contacts - wear of bottom takeoff contact. | 1
RCM - Zone Substations | Tap Ch. contact replace. | ZS Substation Corrective | Y04C | Fine selector switch high resistance - damaged button contact. |  |  |  |  | ZS Transformers | [Tapchanger - Moving contact system] | {damaged} | (wear) |  |  | 2 | repair | Y04CFine selector switch high resistance - damaged button contact. | 1
RCM - Zone Substations | Tap Ch. contact replace. | ZS Substation Corrective | Y04C | Fine selector switch high resistance - damaged button contact.(assembly error) |  |  |  |  | ZS Transformers | [Tapchanger - Moving contact system] | {damaged} | (wear) |  |  | 2 | repair | Y04CFine selector switch high resistance - damaged button contact.(assembly error) | 1
RCM - Zone Substations | Tap Ch. contact replace. | ZS Substation Corrective | Y04C | Fine selector switch high resistance - low contact cylinder spring tension. |  |  |  |  | ZS Transformers | [Tapchanger - Moving contact system] | {loose} | (any reason) |  |  | 2 | repair | Y04CFine selector switch high resistance - low contact cylinder spring tension. | 1
RCM - Zone Substations | Tap Ch. contact replace. | ZS Substation Corrective | Y04C | Fine selector switch high resistance - main/aux contact thickness below spec. |  |  |  |  | ZS Transformers | [Tapchanger - Moving contact system] | {damaged} | (wear) |  |  | 2 | repair | Y04CFine selector switch high resistance - main/aux contact thickness below spec. | 1
RCM - Zone Substations | Tap Ch. contact replace. | ZS Substation Corrective | Y04C | Fine selector switch high resistance - main/aux contact worn <min surface area. |  |  |  |  | ZS Transformers | [Tapchanger - Moving contact system] | {damaged} | (wear) |  |  | 2 | repair | Y04CFine selector switch high resistance - main/aux contact worn <min surface area. | 1
RCM - Zone Substations | Tap Ch. contact replace. | ZS Substation Corrective | Y04C | Fine selector switch high resistance - reduced spring pressure on contacts. |  |  |  |  | ZS Transformers | [Tapchanger - Moving contact system] | {damaged} | (wear) |  |  | 2 | repair | Y04CFine selector switch high resistance - reduced spring pressure on contacts. | 1
RCM - Zone Substations | Tap Ch. contact replace. | ZS Substation Corrective | Y04C | Fine selector switch high resistance - worn switching cylinder button contacts. |  |  |  |  | ZS Transformers | [Tapchanger - Moving contact system] | {damaged} | (wear) |  |  | 2 | repair | Y04CFine selector switch high resistance - worn switching cylinder button contacts. | 1
RCM - Zone Substations | Tap Ch. contact replace. | ZS Substation Corrective | Y04C | Fine selector switch spear incorrectly positioned - incorrect use (contacts compressed). |  |  |  |  | ZS Transformers | [Tapchanger - Moving contact system] | {misaligned} | (any reason) |  |  | 2 | repair | Y04CFine selector switch spear incorrectly positioned - incorrect use (contacts compressed). | 1
RCM - Zone Substations | Tap Ch. contact replace. | ZS Substation Corrective | Y04C | Fine selector switch unable to removes - badly worn switching contacts. |  |  |  |  | ZS Transformers | [Tapchanger - Moving contact system] | {damaged} | (wear) |  |  | 2 | repair | Y04CFine selector switch unable to removes - badly worn switching contacts. | 1
RCM - Zone Substations | Tap Ch. contact replace. | ZS Substation Corrective | Y04C | Fine selector switch worn contact - normal operational wear. |  |  |  |  | ZS Transformers | [Tapchanger - Moving contact system] | {damaged} | (wear) |  |  | 2 | repair | Y04CFine selector switch worn contact - normal operational wear. | 1
RCM - Zone Substations | Tap Ch. contact replace. | ZS Substation Corrective | Y04C | Fine selector switch worn contact heads (button contacts) - normal operation. |  |  |  |  | ZS Transformers | [Tapchanger - Moving contact system] | {damaged} | (wear) |  |  | 2 | repair | Y04CFine selector switch worn contact heads (button contacts) - normal operation. | 1
RCM - Zone Substations | Tap Ch. contact replace. | ZS Substation Corrective | Y04C | Fixed contact burn - loose mounting. |  |  |  |  | ZS Transformers | [Tapchanger - Fixed contacts] | {loose} | (any reason) |  |  | 2 | repair | Y04CFixed contact burn - loose mounting. | 1
RCM - Zone Substations | Tap Ch. contact replace. | ZS Substation Corrective | Y04C | Fixed contact open circuit / high resistance - loose wiring termination. |  |  |  |  | ZS Transformers | [Tapchanger - Fixed contacts] | {loose} | (any reason) |  |  | 2 | repair | Y04CFixed contact open circuit / high resistance - loose wiring termination. | 1
RCM - Zone Substations | Tap Ch. contact replace. | ZS Substation Corrective | Y04C | Fixed contact worn - normal operation. |  |  |  |  | ZS Transformers | [Tapchanger - Fixed contacts] | {damaged} | (wear) |  |  | 2 | repair | Y04CFixed contact worn - normal operation. | 1
RCM - Zone Substations | Tap Ch. contact replace. | ZS Substation Corrective | Y04C | Fixed contact worn contacts - normal operation. |  |  |  |  | ZS Transformers | [Tapchanger - Fixed contacts] | {damaged} | (wear) |  |  | 2 | repair | Y04CFixed contact worn contacts - normal operation. | 1
RCM - Zone Substations | Tap Ch. contact replace. | ZS Substation Corrective | Y04C | Fixed contacts burnt - loose contact fasteners. |  |  |  |  | ZS Transformers | [Tapchanger - Fixed contacts] | {loose} | (any reason) |  |  | 2 | repair | Y04CFixed contacts burnt - loose contact fasteners. | 1
RCM - Zone Substations | Tap Ch. contact replace. | ZS Substation Corrective | Y04C | Fixed contacts burnt - normal operation. |  |  |  |  | ZS Transformers | [Tapchanger - Fixed contacts] | {damaged} | (wear) |  |  | 2 | repair | Y04CFixed contacts burnt - normal operation. | 1
RCM - Zone Substations | Tap Ch. contact replace. | ZS Substation Corrective | Y04C | Main contact assembly burnt - loss of contact spring pressure. |  |  |  |  | ZS Transformers | [Tapchanger - Fixed contacts] | {loose} | (any reason) |  |  | 2 | repair | Y04CMain contact assembly burnt - loss of contact spring pressure. | 1
RCM - Zone Substations | Tap Ch. contact replace. | ZS Substation Corrective | Y04C | Main contact assembly worn contacts - normal operation. |  |  |  |  | ZS Transformers | [Tapchanger - Fixed contacts] | {damaged} | (wear) |  |  | 2 | repair | Y04CMain contact assembly worn contacts - normal operation. | 1
RCM - Zone Substations | Tap Ch. contact replace. | ZS Substation Corrective | Y04C | Main contact assembly worn contacts - poor orginal contacts. |  |  |  |  | ZS Transformers | [Tapchanger - Fixed contacts] | {damaged} | (wear) |  |  | 2 | repair | Y04CMain contact assembly worn contacts - poor orginal contacts. | 1
RCM - Zone Substations | Tap Ch. contact replace. | ZS Substation Corrective | Y04C | Main contact assembly worn roller contacts - normal operation. |  |  |  |  | ZS Transformers | [Tapchanger - Moving contact system] | {damaged} | (wear) |  |  | 2 | repair | Y04CMain contact assembly worn roller contacts - normal operation. | 1
RCM - Zone Substations | Tap Ch. contact replace. | ZS Substation Corrective | Y04C | Moving contact worn moving main contact - normal operation. |  |  |  |  | ZS Transformers | [Tapchanger - Moving contact system] | {damaged} | (wear) |  |  | 2 | repair | Y04CMoving contact worn moving main contact - normal operation. | 1
RCM - Zone Substations | Tap Ch. contact replace. | ZS Substation Corrective | Y04C | Moving contact worn roller (MK II onwards) - normal operation. |  |  |  |  | ZS Transformers | [Tapchanger - Moving contact system] | {damaged} | (wear) |  |  | 2 | repair | Y04CMoving contact worn roller (MK II onwards) - normal operation. | 1
RCM - Zone Substations | Tap Ch. contact replace. | ZS Substation Corrective | Y04C | Moving contact worn transition roller - normal operation. |  |  |  |  | ZS Transformers | [Tapchanger - Moving contact system] | {damaged} | (wear) |  |  | 2 | repair | Y04CMoving contact worn transition roller - normal operation. | 1
RCM - Zone Substations | Tap Ch. contact replace. | ZS Substation Corrective | Y04C | Selector contacts (Half Moons + putters) burnt - diverter contact excessive wear. |  |  |  |  | ZS Transformers | [Tapchanger - Fixed contacts] | {damaged} | (wear) |  |  | 2 | repair | Y04CSelector contacts (Half Moons + putters) burnt - diverter contact excessive wear. | 1
RCM - Zone Substations | Tap Ch. contact replace. | ZS Substation Corrective | Y04C | Selector contacts (Half Moons + putters) burnt - loss of spring tension. |  |  |  |  | ZS Transformers | [Tapchanger - Fixed contacts] | {loose} | (any reason) |  |  | 2 | repair | Y04CSelector contacts (Half Moons + putters) burnt - loss of spring tension. | 1
RCM - Zone Substations | Tap Ch. contact replace. | ZS Substation Corrective | Y04C | Selector contacts (Half Moons + putters) burnt - timing (drop in/out) out of adjustment. |  |  |  |  | ZS Transformers | [Tapchanger - Fixed contacts] | {misaligned} | (any reason) |  |  | 2 | repair | Y04CSelector contacts (Half Moons + putters) burnt - timing (drop in/out) out of adjustment. | 1
RCM - Zone Substations | Tap Ch. contact replace. | ZS Substation Corrective | Y04C | Selector contacts broken - fatigue. |  |  |  |  | ZS Transformers | [Tapchanger - Fixed contacts] | {damaged} | (wear) |  |  | 2 | repair | Y04CSelector contacts broken - fatigue. | 1
RCM - Zone Substations | Tap Ch. contact replace. | ZS Substation Corrective | Y04C | Selector contacts misaligned - loose mounting bolt. |  |  |  |  | ZS Transformers | [Tapchanger - Fixed contacts] | {loose} | (any reason) |  |  | 2 | repair | Y04CSelector contacts misaligned - loose mounting bolt. | 1
RCM - Zone Substations | Tap Ch. contact replace. | ZS Substation Corrective | Y04C | Selector contacts misaligned - wear. |  |  |  |  | ZS Transformers | [Tapchanger - Fixed contacts] | {damaged} | (wear) |  |  | 2 | repair | Y04CSelector contacts misaligned - wear. | 1
RCM - Zone Substations | Tap Ch. contact replace. | ZS Substation Corrective | Y04C | Selector fixed contact post broken - fatigue. |  |  |  |  | ZS Transformers | [Tapchanger - Fixed contacts] | {broken} | (any reason) |  |  | 2 | repair | Y04CSelector fixed contact post broken - fatigue. | 1
RCM - Zone Substations | Tap Ch. contact replace. | ZS Substation Corrective | Y04C | Selector increased contact resistance - surface skin effect on copper. |  |  |  |  | ZS Transformers | [Tapchanger - Moving contact system] | {damaged} | (any reason) |  |  | 2 | repair | Y04CSelector increased contact resistance - surface skin effect on copper. | 1
RCM - Zone Substations | Tap Ch. contact replace. | ZS Substation Corrective | Y04C | Selector increased contact resistance - surface tarnish on copper. |  |  |  |  | ZS Transformers | [Tapchanger - Moving contact system] | {damaged} | (any reason) |  |  | 2 | repair | Y04CSelector increased contact resistance - surface tarnish on copper. | 1
RCM - Zone Substations | Tap Ch. contact replace. | ZS Substation Corrective | Y04C | Selector loss of spring tension in moving contact - age degradation. |  |  |  |  | ZS Transformers | [Tapchanger - Moving contact system] | {loose} | (any reason) |  |  | 2 | repair | Y04CSelector loss of spring tension in moving contact - age degradation. | 1
RCM - Zone Substations | Tap Ch. copper pressure strips replace. | ZS Substation Corrective | Y04D | Diverter burning of main contacts - loose/broken copper shim strips. |  |  |  |  | ZS Transformers | [Tapchanger - Moving contact system] | {loose} | (any reason) |  |  | 1 | repair | Y04DDiverter burning of main contacts - loose/broken copper shim strips. | 1
RCM - Zone Substations | Tap Ch. copper pressure strips replace. | ZS Substation Corrective | Y04D | Diverter moving auxiliary arcing contact broken - fatigued copper pressure strips. |  |  |  |  | ZS Transformers | [Tapchanger - Moving contact system] | {broken} | (fatigue) |  |  | 1 | repair | Y04DDiverter moving auxiliary arcing contact broken - fatigued copper pressure strips. | 1
RCM - Zone Substations | Tap Ch. copper pressure strips replace. | ZS Substation Corrective | Y04D | Diverter moving auxiliary arcing contact broken - fatigued Cu pressure strip (long type). |  |  |  |  | ZS Transformers | [Tapchanger - Moving contact system] | {broken} | (fatigue) |  |  | 1 | repair | Y04DDiverter moving auxiliary arcing contact broken - fatigued Cu pressure strip (long type). | 1
RCM - Zone Substations | Tap Ch. copper pressure strips replace. | ZS Substation Corrective | Y04D | Diverter moving auxiliary arcing contact broken - fatigued Cu pressure strip (short type). |  |  |  |  | ZS Transformers | [Tapchanger - Moving contact system] | {broken} | (fatigue) |  |  | 1 | repair | Y04DDiverter moving auxiliary arcing contact broken - fatigued Cu pressure strip (short type). | 1
RCM - Zone Substations | Tap Ch. crank repair. | ZS Substation Corrective | Y04E | Drive mechanism excessive movement / play - worn drive crank bushing. |  |  |  |  | ZS Transformers | [Tapchanger - Drive linkage] | {misaligned} | (any reason) |  |  | 1 | repair | Y04EDrive mechanism excessive movement / play - worn drive crank bushing. | 1
RCM - Zone Substations | Tap Ch. crank repair. | ZS Substation Corrective | Y04E | Drive mechanism fails to operate - cracked eccentric crank. |  |  |  |  | ZS Transformers | [Tapchanger - Motorbox] | {broken} | (any reason) |  |  | 1 | repair | Y04EDrive mechanism fails to operate - cracked eccentric crank. | 1
RCM - Zone Substations | Tap Ch. crank repair. | ZS Substation Corrective | Y04E | Fine selector switch top crank broken - fatigue. |  |  |  |  | ZS Transformers | [Tapchanger - Moving contact system] | {broken} | (any reason) |  |  | 1 | repair | Y04EFine selector switch top crank broken - fatigue. | 1
RCM - Zone Substations | Tap Ch. crank replace. | ZS Substation Corrective | Y04F | Drive mechanism excessive movement / play - worn drive crank bushing. |  |  |  |  | ZS Transformers | [Tapchanger - Drive linkage] | {misaligned} | (any reason) |  |  | 2 | repair | Y04FDrive mechanism excessive movement / play - worn drive crank bushing. | 1
RCM - Zone Substations | Tap Ch. crank replace. | ZS Substation Corrective | Y04F | Drive mechanism fails to operate - cracked eccentric crank. |  |  |  |  | ZS Transformers | [Tapchanger - Motorbox] | {broken} | (any reason) |  |  | 2 | repair | Y04FDrive mechanism fails to operate - cracked eccentric crank. | 1
RCM - Zone Substations | Tap Ch. crank replace. | ZS Substation Corrective | Y04F | Fine selector switch top crank broken - fatigue. |  |  |  |  | ZS Transformers | [Tapchanger - Moving contact system] | {broken} | (any reason) |  |  | 2 | repair | Y04FFine selector switch top crank broken - fatigue. | 1
RCM - Zone Substations | Tap Ch. door seal replace. | ZS Substation Corrective | Y04G | Motor drive accelerated aging - cabinet seals allow moisture ingress. |  |  |  |  | ZS Transformers | [Tapchanger - Motorbox] | {contaminated} | (any reason) |  |  | 1 | repair | Y04GMotor drive accelerated aging - cabinet seals allow moisture ingress. | 1
RCM - Zone Substations | Tap Ch. door seal replace. | ZS Substation Corrective | Y04G | Motorbox - Drive mechanism accelerated aging - cabinet seals allow moisture ingress. |  |  |  |  | ZS Transformers | [Tapchanger - Motorbox] | {contaminated} | (any reason) |  |  | 1 | repair | Y04GMotorbox - Drive mechanism accelerated aging - cabinet seals allow moisture ingress. | 1
RCM - Zone Substations | Tap Ch. door seal replace. | ZS Substation Corrective | Y04G | Motorbox contamination of components - door seal deteriorated / missing. |  |  |  |  | ZS Transformers | [Tapchanger - Motorbox] | {contaminated} | (any reason) |  |  | 1 | repair | Y04GMotorbox contamination of components - door seal deteriorated / missing. | 1
RCM - Zone Substations | Tap Ch. door seal replace. | ZS Substation Corrective | Y04G | Motorbox moisture buildup - leaking door seal. |  |  |  |  | ZS Transformers | [Tapchanger - Motorbox] | {contaminated} | (any reason) |  |  | 1 | repair | Y04GMotorbox moisture buildup - leaking door seal. | 1
RCM - Zone Substations | Tap Ch. door seal replace. | ZS Substation Corrective | Y04G | Motorbox motor / mech failure - cabinet seals. |  |  |  |  | ZS Transformers | [Tapchanger - Motorbox] | {broken} | (any reason) |  |  | 1 | repair | Y04GMotorbox motor / mech failure - cabinet seals. | 1
RCM - Zone Substations | Tap Ch. door seal replace. | ZS Substation Corrective | Y04G | Tapchanger motor drive accelerated aging - cabinet seals allow moisture ingress. |  |  |  |  | ZS Transformers | [Tapchanger - Motorbox] | {broken} | (any reason) |  |  | 1 | repair | Y04GTapchanger motor drive accelerated aging - cabinet seals allow moisture ingress. | 1
RCM - Zone Substations | Tap Ch. drive adjust / repair. | ZS Substation Corrective | Y04H | Coarse selector switch coupling bolts undone - normal operation (vibration). |  |  |  |  | ZS Transformers | [Tapchanger - Moving contact system] | {loose} | (any reason) |  |  | 1 | repair | Y04HCoarse selector switch coupling bolts undone - normal operation (vibration). | 1
RCM - Zone Substations | Tap Ch. drive adjust / repair. | ZS Substation Corrective | Y04H | Coarse selector switch fibre rolling gear stripped - normal operational wear. |  |  |  |  | ZS Transformers | [Tapchanger - Moving contact system] | {broken} | (wear) |  |  | 1 | repair | Y04HCoarse selector switch fibre rolling gear stripped - normal operational wear. | 1
RCM - Zone Substations | Tap Ch. drive adjust / repair. | ZS Substation Corrective | Y04H | Diverter incorrect contact travel - excess movement - Div operating rod pins. |  |  |  |  | ZS Transformers | [Tapchanger - Fixed contacts] | {misaligned} | (any reason) |  |  | 1 | repair | Y04HDiverter incorrect contact travel - excess movement - Div operating rod pins. | 1
RCM - Zone Substations | Tap Ch. drive adjust / repair. | ZS Substation Corrective | Y04H | Diverter internal drive broken at shear point - motorbox driven through limits. |  |  |  |  | ZS Transformers | [Tapchanger - Drive linkage] | {broken} | (any reason) |  |  | 1 | repair | Y04HDiverter internal drive broken at shear point - motorbox driven through limits. | 1
RCM - Zone Substations | Tap Ch. drive adjust / repair. | ZS Substation Corrective | Y04H | Diverter internal drive loose - normal operational wear. |  |  |  |  | ZS Transformers | [Tapchanger - Drive linkage] | {loose} | (any reason) |  |  | 1 | repair | Y04HDiverter internal drive loose - normal operational wear. | 1
RCM - Zone Substations | Tap Ch. drive adjust / repair. | ZS Substation Corrective | Y04H | Drive mechanism does not transfer drive energy - bakerlite drive wheel broken. |  |  |  |  | ZS Transformers | [Tapchanger - Motorbox] | {broken} | (any reason) |  |  | 1 | repair | Y04HDrive mechanism does not transfer drive energy - bakerlite drive wheel broken. | 1
RCM - Zone Substations | Tap Ch. drive adjust / repair. | ZS Substation Corrective | Y04H | Drive mechanism does not transfer drive energy - chain tensioner breaks. |  |  |  |  | ZS Transformers | [Tapchanger - Motorbox] | {broken} | (any reason) |  |  | 1 | repair | Y04HDrive mechanism does not transfer drive energy - chain tensioner breaks. | 1
RCM - Zone Substations | Tap Ch. drive adjust / repair. | ZS Substation Corrective | Y04H | Drive mechanism does not transfer drive energy - drive bolts fail. |  |  |  |  | ZS Transformers | [Tapchanger - Motorbox] | {broken} | (any reason) |  |  | 1 | repair | Y04HDrive mechanism does not transfer drive energy - drive bolts fail. | 1
RCM - Zone Substations | Tap Ch. drive adjust / repair. | ZS Substation Corrective | Y04H | Drive mechanism does not transfer drive energy - drive pin fails. |  |  |  |  | ZS Transformers | [Tapchanger - Motorbox] | {broken} | (any reason) |  |  | 1 | repair | Y04HDrive mechanism does not transfer drive energy - drive pin fails. | 1
RCM - Zone Substations | Tap Ch. drive adjust / repair. | ZS Substation Corrective | Y04H | Drive mechanism does not transfer drive energy - shear pin fails. |  |  |  |  | ZS Transformers | [Tapchanger - Motorbox] | {broken} | (any reason) |  |  | 1 | repair | Y04HDrive mechanism does not transfer drive energy - shear pin fails. | 1
RCM - Zone Substations | Tap Ch. drive adjust / repair. | ZS Substation Corrective | Y04H | Drive mechanism excessive movement / play - degraded 'O' ring. |  |  |  |  | ZS Transformers | [Tapchanger - Drive linkage] | {misaligned} | (any reason) |  |  | 1 | repair | Y04HDrive mechanism excessive movement / play - degraded 'O' ring. | 1
RCM - Zone Substations | Tap Ch. drive adjust / repair. | ZS Substation Corrective | Y04H | Drive mechanism excessive movement / play - geneva wheel / gear worn. |  |  |  |  | ZS Transformers | [Tapchanger - Drive linkage] | {misaligned} | (any reason) |  |  | 1 | repair | Y04HDrive mechanism excessive movement / play - geneva wheel / gear worn. | 1
RCM - Zone Substations | Tap Ch. drive adjust / repair. | ZS Substation Corrective | Y04H | Drive mechanism excessive movement / play - geneva wheel bearing play. |  |  |  |  | ZS Transformers | [Tapchanger - Drive linkage] | {misaligned} | (any reason) |  |  | 1 | repair | Y04HDrive mechanism excessive movement / play - geneva wheel bearing play. | 1
RCM - Zone Substations | Tap Ch. drive adjust / repair. | ZS Substation Corrective | Y04H | Drive mechanism excessive movement / play - loose drive chain. |  |  |  |  | ZS Transformers | [Tapchanger - Drive linkage] | {misaligned} | (any reason) |  |  | 1 | repair | Y04HDrive mechanism excessive movement / play - loose drive chain. | 1
RCM - Zone Substations | Tap Ch. drive adjust / repair. | ZS Substation Corrective | Y04H | Drive mechanism excessive movement / play - loose drive pin. |  |  |  |  | ZS Transformers | [Tapchanger - Drive linkage] | {misaligned} | (any reason) |  |  | 1 | repair | Y04HDrive mechanism excessive movement / play - loose drive pin. | 1
RCM - Zone Substations | Tap Ch. drive adjust / repair. | ZS Substation Corrective | Y04H | Drive mechanism fails to operate - broken drive disc tooth. |  |  |  |  | ZS Transformers | [Tapchanger - Motorbox] | {broken} | (any reason) |  |  | 1 | repair | Y04HDrive mechanism fails to operate - broken drive disc tooth. | 1
RCM - Zone Substations | Tap Ch. drive adjust / repair. | ZS Substation Corrective | Y04H | Drive mechanism fails to operate - worn drive disc. |  |  |  |  | ZS Transformers | [Tapchanger - Motorbox] | {broken} | (any reason) |  |  | 1 | repair | Y04HDrive mechanism fails to operate - worn drive disc. | 1
RCM - Zone Substations | Tap Ch. drive adjust / repair. | ZS Substation Corrective | Y04H | Drive mechanism incorrect drive alignment - fixed contacts installed incorrectly. |  |  |  |  | ZS Transformers | [Tapchanger - Drive linkage] | {misaligned} | (any reason) |  |  | 1 | repair | Y04HDrive mechanism incorrect drive alignment - fixed contacts installed incorrectly. | 1
RCM - Zone Substations | Tap Ch. drive adjust / repair. | ZS Substation Corrective | Y04H | Drive mechanism incorrect drive alignment - incorrect motor/chain replacement. |  |  |  |  | ZS Transformers | [Tapchanger - Drive linkage] | {misaligned} | (any reason) |  |  | 1 | repair | Y04HDrive mechanism incorrect drive alignment - incorrect motor/chain replacement. | 1
RCM - Zone Substations | Tap Ch. drive adjust / repair. | ZS Substation Corrective | Y04H | Drive mechanism incorrect drive alignment - loose drive bolts on drive coupling. |  |  |  |  | ZS Transformers | [Tapchanger - Drive linkage] | {misaligned} | (any reason) |  |  | 1 | repair | Y04HDrive mechanism incorrect drive alignment - loose drive bolts on drive coupling. | 1
RCM - Zone Substations | Tap Ch. drive adjust / repair. | ZS Substation Corrective | Y04H | Drive mechanism incorrect drive alignment - loose pins. |  |  |  |  | ZS Transformers | [Tapchanger - Drive linkage] | {misaligned} | (any reason) |  |  | 1 | repair | Y04HDrive mechanism incorrect drive alignment - loose pins. | 1
RCM - Zone Substations | Tap Ch. drive adjust / repair. | ZS Substation Corrective | Y04H | Drive mechanism incorrect drive alignment - loss of tension on chain drive. |  |  |  |  | ZS Transformers | [Tapchanger - Drive linkage] | {misaligned} | (any reason) |  |  | 1 | repair | Y04HDrive mechanism incorrect drive alignment - loss of tension on chain drive. | 1
RCM - Zone Substations | Tap Ch. drive adjust / repair. | ZS Substation Corrective | Y04H | Drive mechanism upper gear unit connection sheared - wear (material not hardened). |  |  |  |  | ZS Transformers | [Tapchanger - Drive linkage] | {broken} | (any reason) |  |  | 1 | repair | Y04HDrive mechanism upper gear unit connection sheared - wear (material not hardened). | 1
RCM - Zone Substations | Tap Ch. drive adjust / repair. | ZS Substation Corrective | Y04H | Fine selector switch brass gears stripped - normal operational wear. |  |  |  |  | ZS Transformers | [Tapchanger - Moving contact system] | {broken} | (wear) |  |  | 1 | repair | Y04HFine selector switch brass gears stripped - normal operational wear. | 1
RCM - Zone Substations | Tap Ch. drive adjust / repair. | ZS Substation Corrective | Y04H | Fine selector switch drive pin falls out of input coupling - normal operational wear. |  |  |  |  | ZS Transformers | [Tapchanger - Moving contact system] | {broken} | (any reason) |  |  | 1 | repair | Y04HFine selector switch drive pin falls out of input coupling - normal operational wear. | 1
RCM - Zone Substations | Tap Ch. drive adjust / repair. | ZS Substation Corrective | Y04H | Fine selector switch drive pin on shaft falls out - normal operational wear. |  |  |  |  | ZS Transformers | [Tapchanger - Moving contact system] | {broken} | (any reason) |  |  | 1 | repair | Y04HFine selector switch drive pin on shaft falls out - normal operational wear. | 1
RCM - Zone Substations | Tap Ch. drive adjust / repair. | ZS Substation Corrective | Y04H | Fine selector switch drive tube between gearbox worn - normal operation. |  |  |  |  | ZS Transformers | [Tapchanger - Moving contact system] | {broken} | (any reason) |  |  | 1 | repair | Y04HFine selector switch drive tube between gearbox worn - normal operation. | 1
RCM - Zone Substations | Tap Ch. drive adjust / repair. | ZS Substation Corrective | Y04H | Fine selector switch internal drive shaft broken - fatigue. |  |  |  |  | ZS Transformers | [Tapchanger - Moving contact system] | {broken} | (fatigue) |  |  | 1 | repair | Y04HFine selector switch internal drive shaft broken - fatigue. | 1
RCM - Zone Substations | Tap Ch. drive adjust / repair. | ZS Substation Corrective | Y04H | Fine selector switch internal drive tube broken - fatigue. |  |  |  |  | ZS Transformers | [Tapchanger - Moving contact system] | {broken} | (fatigue) |  |  | 1 | repair | Y04HFine selector switch internal drive tube broken - fatigue. | 1
RCM - Zone Substations | Tap Ch. drive adjust / repair. | ZS Substation Corrective | Y04H | Fine selector switch operating tongue worn - normal operation. |  |  |  |  | ZS Transformers | [Tapchanger - Moving contact system] | {damaged} | (wear) |  |  | 1 | repair | Y04HFine selector switch operating tongue worn - normal operation. | 1
RCM - Zone Substations | Tap Ch. drive adjust / repair. | ZS Substation Corrective | Y04H | Motor drive overrun - fails to uncouple. |  |  |  |  | ZS Transformers | [Tapchanger - Motorbox] | {broken} | (any reason) |  |  | 1 | repair | Y04HMotor drive overrun - fails to uncouple. | 1
RCM - Zone Substations | Tap Ch. drive adjust / repair. | ZS Substation Corrective | Y04H | Motor drive shaft pin sheared - normal operational wear. |  |  |  |  | ZS Transformers | [Tapchanger - Motorbox] | {broken} | (any reason) |  |  | 1 | repair | Y04HMotor drive shaft pin sheared - normal operational wear. | 1
RCM - Zone Substations | Tap Ch. drive adjust / repair. | ZS Substation Corrective | Y04H | Motorbox - Drive mechanism does not change tap position - broken V Belt. |  |  |  |  | ZS Transformers | [Tapchanger - Motorbox] | {broken} | (any reason) |  |  | 1 | repair | Y04HMotorbox - Drive mechanism does not change tap position - broken V Belt. | 1
RCM - Zone Substations | Tap Ch. drive adjust / repair. | ZS Substation Corrective | Y04H | Motorbox - Drive mechanism drive shaft drive pin sheared - normal operational wear. |  |  |  |  | ZS Transformers | [Tapchanger - Motorbox] | {broken} | (any reason) |  |  | 1 | repair | Y04HMotorbox - Drive mechanism drive shaft drive pin sheared - normal operational wear. | 1
RCM - Zone Substations | Tap Ch. drive adjust / repair. | ZS Substation Corrective | Y04H | Motorbox - Drive mechanism overruns - grease on flywheel. |  |  |  |  | ZS Transformers | [Tapchanger - Motorbox] | {broken} | (any reason) |  |  | 1 | repair | Y04HMotorbox - Drive mechanism overruns - grease on flywheel. | 1
RCM - Zone Substations | Tap Ch. drive adjust / repair. | ZS Substation Corrective | Y04H | Motorbox - Drive mechanism stuck between taps - geneva wheel failure. |  |  |  |  | ZS Transformers | [Tapchanger - Motorbox] | {broken} | (any reason) |  |  | 1 | repair | Y04HMotorbox - Drive mechanism stuck between taps - geneva wheel failure. | 1
RCM - Zone Substations | Tap Ch. drive adjust / repair. | ZS Substation Corrective | Y04H | Motorbox failure to stop on tap - out of adjustment. |  |  |  |  | ZS Transformers | [Tapchanger - Motorbox] | {broken} | (any reason) |  |  | 1 | repair | Y04HMotorbox failure to stop on tap - out of adjustment. | 1
RCM - Zone Substations | Tap Ch. drive adjust / repair. | ZS Substation Corrective | Y04H | Motorbox loss of drive - broken shear pin. |  |  |  |  | ZS Transformers | [Tapchanger - Motorbox] | {broken} | (any reason) |  |  | 1 | repair | Y04HMotorbox loss of drive - broken shear pin. | 1
RCM - Zone Substations | Tap Ch. drive adjust / repair. | ZS Substation Corrective | Y04H | Motorbox loss of drive - drum controller seized. |  |  |  |  | ZS Transformers | [Tapchanger - Motorbox] | {broken} | (any reason) |  |  | 1 | repair | Y04HMotorbox loss of drive - drum controller seized. | 1
RCM - Zone Substations | Tap Ch. drive adjust / repair. | ZS Substation Corrective | Y04H | Tapchanger motor drive drive shaft drive pin sheared - normal operational wear. |  |  |  |  | ZS Transformers | [Tapchanger - Motorbox] | {broken} | (any reason) |  |  | 1 | repair | Y04HTapchanger motor drive drive shaft drive pin sheared - normal operational wear. | 1
RCM - Zone Substations | Tap Ch. drive adjust / repair. | ZS Substation Corrective | Y04H | Tapchanger motor drive shaft pin sheared - normal operational wear. |  |  |  |  | ZS Transformers | [Tapchanger - Motorbox] | {broken} | (any reason) |  |  | 1 | repair | Y04HTapchanger motor drive shaft pin sheared - normal operational wear. | 1
RCM - Zone Substations | Tap Ch. drive circuit board replace. | ZS Substation Corrective | Y06W | Motorbox loss of drive - defective drive circuit board. |  |  |  |  | ZS Transformers | [Tapchanger - Motorbox] | {broken} | (any reason) |  |  | 1 | repair | Y06WMotorbox loss of drive - defective drive circuit board. | 1
RCM - Zone Substations | Tap Ch. drive insulator repair. | ZS Substation Corrective | Y04J | Diverter does not operate correctly - insulator attachment bolt loose/broken. |  |  |  |  | ZS Transformers | [Tapchanger - Moving contact system] | {loose} | (any reason) |  |  | 1 | repair | Y04JDiverter does not operate correctly - insulator attachment bolt loose/broken. | 1
RCM - Zone Substations | Tap Ch. drive insulator repair. | ZS Substation Corrective | Y04J | Drive mechanism loose - normal operational wear. |  |  |  |  | ZS Transformers | [Tapchanger - Drive linkage] | {misaligned} | (any reason) |  |  | 1 | repair | Y04JDrive mechanism loose - normal operational wear. | 1
RCM - Zone Substations | Tap Ch. drive insulator repair. | ZS Substation Corrective | Y04J | Selector contacts misaligned - drive insulator lithage failure. |  |  |  |  | ZS Transformers | [Tapchanger - Drive linkage] | {broken} | (any reason) |  |  | 1 | repair | Y04JSelector contacts misaligned - drive insulator lithage failure. | 1
RCM - Zone Substations | Tap Ch. drive motor control repair. | ZS Substation Corrective | Y04K | Binary encoder does not operate - faulty diode matrix. |  |  |  |  | ZS Transformers | [Tapchanger - Motorbox] | {broken} | (any reason) |  |  | 1 | repair | Y04KBinary encoder does not operate - faulty diode matrix. | 1
RCM - Zone Substations | Tap Ch. drive motor control repair. | ZS Substation Corrective | Y04K | Motor drive fails to operate - faulty motor control circuit. |  |  |  |  | ZS Transformers | [Tapchanger - Motorbox] | {broken} | (any reason) |  |  | 1 | repair | Y04KMotor drive fails to operate - faulty motor control circuit. | 1
RCM - Zone Substations | Tap Ch. drive motor control repair. | ZS Substation Corrective | Y04K | Motor drive fails to operate - loose connections. |  |  |  |  | ZS Transformers | [Tapchanger - Motorbox] | {loose} | (any reason) |  |  | 1 | repair | Y04KMotor drive fails to operate - loose connections. | 1
RCM - Zone Substations | Tap Ch. drive motor control repair. | ZS Substation Corrective | Y04K | Motorbox - Drive mechanism fails to operate - loose connections. |  |  |  |  | ZS Transformers | [Tapchanger - Motorbox] | {loose} | (any reason) |  |  | 1 | repair | Y04KMotorbox - Drive mechanism fails to operate - loose connections. | 1
RCM - Zone Substations | Tap Ch. drive motor control repair. | ZS Substation Corrective | Y04K | Motorbox contamination of components - heater defective. |  |  |  |  | ZS Transformers | [Tapchanger - Motorbox] | {broken} | (any reason) |  |  | 1 | repair | Y04KMotorbox contamination of components - heater defective. | 1
RCM - Zone Substations | Tap Ch. drive motor control repair. | ZS Substation Corrective | Y04K | Motorbox control defect - contacts corroded. |  |  |  |  | ZS Transformers | [Tapchanger - Motorbox] | {broken} | (any reason) |  |  | 1 | repair | Y04KMotorbox control defect - contacts corroded. | 1
RCM - Zone Substations | Tap Ch. drive motor control repair. | ZS Substation Corrective | Y04K | Motorbox control defect - raise / lower contactor defect. |  |  |  |  | ZS Transformers | [Tapchanger - Motorbox] | {broken} | (any reason) |  |  | 1 | repair | Y04KMotorbox control defect - raise / lower contactor defect. | 1
RCM - Zone Substations | Tap Ch. drive motor control repair. | ZS Substation Corrective | Y04K | Motorbox fails to regulate - faulty motor control circuit. |  |  |  |  | ZS Transformers | [Tapchanger - Motorbox] | {broken} | (any reason) |  |  | 1 | repair | Y04KMotorbox fails to regulate - faulty motor control circuit. | 1
RCM - Zone Substations | Tap Ch. drive motor control repair. | ZS Substation Corrective | Y04K | Motorbox fails to regulate - faulty sensing control circuit - ops. |  |  |  |  | ZS Transformers | [Tapchanger - Motorbox] | {broken} | (any reason) |  |  | 1 | repair | Y04KMotorbox fails to regulate - faulty sensing control circuit - ops. | 1
RCM - Zone Substations | Tap Ch. drive motor control repair. | ZS Substation Corrective | Y04K | Motorbox loss of drive - burn out thermal overload. |  |  |  |  | ZS Transformers | [Tapchanger - Motorbox] | {broken} | (any reason) |  |  | 1 | repair | Y04KMotorbox loss of drive - burn out thermal overload. | 1
RCM - Zone Substations | Tap Ch. drive motor control repair. | ZS Substation Corrective | Y04K | Motorbox loss of drive - defective contactor. |  |  |  |  | ZS Transformers | [Tapchanger - Motorbox] | {broken} | (any reason) |  |  | 1 | repair | Y04KMotorbox loss of drive - defective contactor. | 1
RCM - Zone Substations | Tap Ch. drive motor control repair. | ZS Substation Corrective | Y04K | Motorbox loss of drive - motor capacitor failure. |  |  |  |  | ZS Transformers | [Tapchanger - Motorbox] | {broken} | (any reason) |  |  | 1 | repair | Y04KMotorbox loss of drive - motor capacitor failure. | 1
RCM - Zone Substations | Tap Ch. drive motor control repair. | ZS Substation Corrective | Y04K | Motorbox loss of drive - thermal overload on motor tripped. |  |  |  |  | ZS Transformers | [Tapchanger - Motorbox] | {broken} | (any reason) |  |  | 1 | repair | Y04KMotorbox loss of drive - thermal overload on motor tripped. | 1
RCM - Zone Substations | Tap Ch. drive motor control repair. | ZS Substation Corrective | Y04K | Motorbox moisture buildup - heater not operating. |  |  |  |  | ZS Transformers | [Tapchanger - Motorbox] | {contaminated} | (any reason) |  |  | 1 | repair | Y04KMotorbox moisture buildup - heater not operating. | 1
RCM - Zone Substations | Tap Ch. drive motor control repair. | ZS Substation Corrective | Y04K | Motorbox motor / mech failure - heater fail tapchanger control cabinet. |  |  |  |  | ZS Transformers | [Tapchanger - Motorbox] | {broken} | (any reason) |  |  | 1 | repair | Y04KMotorbox motor / mech failure - heater fail tapchanger control cabinet. | 1
RCM - Zone Substations | Tap Ch. drive motor control repair. | ZS Substation Corrective | Y04K | Split segment switch (// ops receive) malfunction - debris around switch contacts. |  |  |  |  | ZS Transformers | [Tapchanger - Moving contact system] | {broken} | (any reason) |  |  | 1 | repair | Y04KSplit segment switch (// ops receive) malfunction - debris around switch contacts. | 1
RCM - Zone Substations | Tap Ch. drive motor control repair. | ZS Substation Corrective | Y04K | Split segment switch (// ops receive) malfunction - open/short circuit. |  |  |  |  | ZS Transformers | [Tapchanger - Indication] | {broken} | (any reason) |  |  | 1 | repair | Y04KSplit segment switch (// ops receive) malfunction - open/short circuit. | 1
RCM - Zone Substations | Tap Ch. drive motor control repair. | ZS Substation Corrective | Y04K | Tap pos'n indicator switch (// ops send) malfunction - debris around switch contacts. |  |  |  |  | ZS Transformers | [Tapchanger - Indication] | {broken} | (any reason) |  |  | 1 | repair | Y04KTap pos'n indicator switch (// ops send) malfunction - debris around switch contacts. | 1
RCM - Zone Substations | Tap Ch. drive motor control repair. | ZS Substation Corrective | Y04K | Tapchanger motor drive fails to operate - loose connections. |  |  |  |  | ZS Transformers | [Tapchanger - Motorbox] | {loose} | (any reason) |  |  | 1 | repair | Y04KTapchanger motor drive fails to operate - loose connections. | 1
RCM - Zone Substations | Tap Ch. drive motor control repair. | ZS Substation Corrective | Y04K | Tapchanger motor drive fails to operate - loss of power supply. |  |  |  |  | ZS Transformers | [Tapchanger - Motorbox] | {broken} | (any reason) |  |  | 1 | repair | Y04KTapchanger motor drive fails to operate - loss of power supply. | 1
RCM - Zone Substations | Tap Ch. drive motor control repair. | ZS Substation Corrective | Y04K | Tapchanger motor drive fails to operate - manual drive not reset. |  |  |  |  | ZS Transformers | [Tapchanger - Motorbox] | {broken} | (any reason) |  |  | 1 | repair | Y04KTapchanger motor drive fails to operate - manual drive not reset. | 1
RCM - Zone Substations | Tap Ch. drive motor control repair. | ZS Substation Corrective | Y04K | Tapchanger motor drive fails to operate - pallet switch broken. |  |  |  |  | ZS Transformers | [Tapchanger - Motorbox] | {broken} | (any reason) |  |  | 1 | repair | Y04KTapchanger motor drive fails to operate - pallet switch broken. | 1
RCM - Zone Substations | Tap Ch. drive motor control repair. | ZS Substation Corrective | Y04K | Tapchanger motor drive operates in one direction only - faulty motor control circuit. |  |  |  |  | ZS Transformers | [Tapchanger - Motorbox] | {broken} | (any reason) |  |  | 1 | repair | Y04KTapchanger motor drive operates in one direction only - faulty motor control circuit. | 1
RCM - Zone Substations | Tap Ch. drive motor leak repair. | ZS Substation Corrective | Y04L | Motor drive accelerated aging - leaking seals. |  |  |  |  | ZS Transformers | [Tapchanger - Tank - Gasket] | {leaking} | (any reason) |  |  | 1 | repair | Y04LMotor drive accelerated aging - leaking seals. | 1
RCM - Zone Substations | Tap Ch. drive motor repair. | ZS Substation Corrective | Y04M | Motor drive fails to operate - motor insulation failure. |  |  |  |  | ZS Transformers | [Tapchanger - Motorbox] | {broken} | (any reason) |  |  | 1 | repair | Y04MMotor drive fails to operate - motor insulation failure. | 1
RCM - Zone Substations | Tap Ch. drive motor repair. | ZS Substation Corrective | Y04M | Motorbox - Drive mechanism fails to operate - motor failure. |  |  |  |  | ZS Transformers | [Tapchanger - Motorbox] | {broken} | (any reason) |  |  | 1 | repair | Y04MMotorbox - Drive mechanism fails to operate - motor failure. | 1
RCM - Zone Substations | Tap Ch. drive motor repair. | ZS Substation Corrective | Y04M | Motorbox loss of drive - motor burnt out (age). |  |  |  |  | ZS Transformers | [Tapchanger - Motorbox] | {broken} | (any reason) |  |  | 1 | repair | Y04MMotorbox loss of drive - motor burnt out (age). | 1
RCM - Zone Substations | Tap Ch. drive motor repair. | ZS Substation Corrective | Y04M | Motorbox loss of drive - motor fail. |  |  |  |  | ZS Transformers | [Tapchanger - Motorbox] | {broken} | (any reason) |  |  | 1 | repair | Y04MMotorbox loss of drive - motor fail. | 1
RCM - Zone Substations | Tap Ch. drive motor repair. | ZS Substation Corrective | Y04M | Motorbox motor burnt out - internal failure. |  |  |  |  | ZS Transformers | [Tapchanger - Motorbox] | {broken} | (any reason) |  |  | 1 | repair | Y04MMotorbox motor burnt out - internal failure. | 1
RCM - Zone Substations | Tap Ch. drive motor repair. | ZS Substation Corrective | Y04M | Tapchanger motor drive fails to operate - motor failure. |  |  |  |  | ZS Transformers | [Tapchanger - Motorbox] | {broken} | (any reason) |  |  | 1 | repair | Y04MTapchanger motor drive fails to operate - motor failure. | 1
RCM - Zone Substations | Tap Ch. drive motor replace. | ZS Substation Corrective | Y04N | Motor drive fails to operate - motor insulation failure. |  |  |  |  | ZS Transformers | [Tapchanger - Motorbox] | {broken} | (any reason) |  |  | 2 | repair | Y04NMotor drive fails to operate - motor insulation failure. | 1
RCM - Zone Substations | Tap Ch. drive motor replace. | ZS Substation Corrective | Y04N | Motorbox - Drive mechanism fails to operate - motor failure. |  |  |  |  | ZS Transformers | [Tapchanger - Motorbox] | {broken} | (any reason) |  |  | 2 | repair | Y04NMotorbox - Drive mechanism fails to operate - motor failure. | 1
RCM - Zone Substations | Tap Ch. drive motor replace. | ZS Substation Corrective | Y04N | Motorbox loss of drive - motor burnt out (age). |  |  |  |  | ZS Transformers | [Tapchanger - Motorbox] | {broken} | (any reason) |  |  | 2 | repair | Y04NMotorbox loss of drive - motor burnt out (age). | 1
RCM - Zone Substations | Tap Ch. drive motor replace. | ZS Substation Corrective | Y04N | Motorbox loss of drive - motor fail. |  |  |  |  | ZS Transformers | [Tapchanger - Motorbox] | {broken} | (any reason) |  |  | 2 | repair | Y04NMotorbox loss of drive - motor fail. | 1
RCM - Zone Substations | Tap Ch. drive motor replace. | ZS Substation Corrective | Y04N | Motorbox motor burnt out - internal failure. |  |  |  |  | ZS Transformers | [Tapchanger - Motorbox] | {broken} | (any reason) |  |  | 2 | repair | Y04NMotorbox motor burnt out - internal failure. | 1
RCM - Zone Substations | Tap Ch. drive motor replace. | ZS Substation Corrective | Y04N | Tapchanger motor drive fails to operate - motor failure. |  |  |  |  | ZS Transformers | [Tapchanger - Motorbox] | {broken} | (any reason) |  |  | 2 | repair | Y04NTapchanger motor drive fails to operate - motor failure. | 1
RCM - Zone Substations | Tap Ch. energy accumulator replace. | ZS Substation Corrective | Y073 | Drive mechanism fails to operate - sping anchor screw dislodged. |  |  |  |  | ZS Transformers | [Tapchanger - Motorbox] | {broken} | (any reason) |  |  | 1 | repair | Y073Drive mechanism fails to operate - sping anchor screw dislodged. | 1
RCM - Zone Substations | Tap Ch. energy accumulator replace. | ZS Substation Corrective | Y073 | Fine selector switch energy accumulator broken - fatigue. |  |  |  |  | ZS Transformers | [Tapchanger - Moving contact system] | {broken} | (any reason) |  |  | 1 | repair | Y073Fine selector switch energy accumulator broken - fatigue. | 1
RCM - Zone Substations | Tap Ch. energy accumulator replace. | ZS Substation Corrective | Y073 | Fine selector switch mechanism jammed - sping anchor screw dislodged. |  |  |  |  | ZS Transformers | [Tapchanger - Moving contact system] | {seized} | (any reason) |  |  | 1 | repair | Y073Fine selector switch mechanism jammed - sping anchor screw dislodged. | 1
RCM - Zone Substations | Tap Ch. energy accumulator replace. | ZS Substation Corrective | Y073 | Fine selector switch tap changer energy accumulator springs broken - fatigue. |  |  |  |  | ZS Transformers | [Tapchanger - Moving contact system] | {broken} | (any reason) |  |  | 1 | repair | Y073Fine selector switch tap changer energy accumulator springs broken - fatigue. | 1
RCM - Zone Substations | Tap Ch. energy accumulator replace. | ZS Substation Corrective | Y073 | Gear plate jammed - spring discharge in rev. dir. |  |  |  |  | ZS Transformers | [Tapchanger - Drive linkage] | {broken} | (any reason) |  |  | 1 | repair | Y073Gear plate jammed - spring discharge in rev. dir. | 1
RCM - Zone Substations | Tap Ch. energy accumulator replace. | ZS Substation Corrective | Y073 | Gear plate slow operation - broken accumulator spring. |  |  |  |  | ZS Transformers | [Tapchanger - Drive linkage] | {broken} | (any reason) |  |  | 1 | repair | Y073Gear plate slow operation - broken accumulator spring. | 1
RCM - Zone Substations | Tap Ch. energy accumulator replace. | ZS Substation Corrective | Y073 | Gear plate slow operation - degraded accumulator spring. |  |  |  |  | ZS Transformers | [Tapchanger - Drive linkage] | {broken} | (any reason) |  |  | 1 | repair | Y073Gear plate slow operation - degraded accumulator spring. | 1
RCM - Zone Substations | Tap Ch. energy accumulator replace. | ZS Substation Corrective | Y073 | Motorbox - Drive mechanism reduced speed/drive force - broken accumulator spring. |  |  |  |  | ZS Transformers | [Tapchanger - Motorbox] | {broken} | (any reason) |  |  | 1 | repair | Y073Motorbox - Drive mechanism reduced speed/drive force - broken accumulator spring. | 1
RCM - Zone Substations | Tap Ch. energy accumulator replace. | ZS Substation Corrective | Y073 | Motorbox incorrect tap change - broken or stretched energy spring. |  |  |  |  | ZS Transformers | [Tapchanger - Motorbox] | {broken} | (any reason) |  |  | 1 | repair | Y073Motorbox incorrect tap change - broken or stretched energy spring. | 1
RCM - Zone Substations | Tap Ch. energy accumulator replace. | ZS Substation Corrective | Y073 | Tapchanger head slow operation - degraded accumulator spring. |  |  |  |  | ZS Transformers | [Tapchanger - Drive linkage] | {broken} | (any reason) |  |  | 1 | repair | Y073Tapchanger head slow operation - degraded accumulator spring. | 1
RCM - Zone Substations | Tap Ch. explosion vent replace. | ZS Substation Corrective | Y04P | Oil contamination of oil - corroded explosion vent. |  |  |  |  | ZS Transformers | [Tapchanger - Insulation - Oil] | {loss of dielectric strength} | (any reason) |  |  | 1 | repair | Y04POil contamination of oil - corroded explosion vent. | 1
RCM - Zone Substations | Tap Ch. fibre worm wheel replace. | ZS Substation Corrective | Y04Q | Fine selector switch fibre worm wheel stripped - normal operational wear. |  |  |  |  | ZS Transformers | [Tapchanger - Moving contact system] | {broken} | (any reason) |  |  | 1 | repair | Y04QFine selector switch fibre worm wheel stripped - normal operational wear. | 1
RCM - Zone Substations | Tap Ch. full maint reqd - Refer Maint Coordinator | ZS Substation Corrective | Y04R | Coarse selector switch tracking - carbon/metallic particles. |  |  |  |  | ZS Transformers | [Tapchanger - Moving contact system] | {tracking} | (any reason) |  |  | 1 | repair | Y04RCoarse selector switch tracking - carbon/metallic particles. | 1
RCM - Zone Substations | Tap Ch. full maint reqd - Refer Maint Coordinator | ZS Substation Corrective | Y04R | Oil contamination - moisture. |  |  |  |  | ZS Transformers | [Tapchanger - Insulation - Oil] | {loss of dielectric strength} | (any reason) |  |  | 2 | repair | Y04ROil contamination - moisture. | 1
RCM - Zone Substations | Tap Ch. gasket replace. | ZS Substation Corrective | Y04S | Coarse selector leaking gasket - age degradation. |  |  |  |  | ZS Transformers | [Tapchanger - Tank - Gasket] | {leaking} | (any reason) |  |  | 1 | repair | Y04SCoarse selector leaking gasket - age degradation. | 1
RCM - Zone Substations | Tap Ch. gasket replace. | ZS Substation Corrective | Y04S | Coarse selector switch leaking gasket - age degradation. |  |  |  |  | ZS Transformers | [Tapchanger - Tank - Gasket] | {leaking} | (any reason) |  |  | 1 | repair | Y04SCoarse selector switch leaking gasket - age degradation. | 1
RCM - Zone Substations | Tap Ch. gasket replace. | ZS Substation Corrective | Y04S | Diverter tank oil gasket leaks - age degradation. |  |  |  |  | ZS Transformers | [Tapchanger - Tank - Gasket] | {leaking} | (any reason) |  |  | 1 | repair | Y04SDiverter tank oil gasket leaks - age degradation. | 1
RCM - Zone Substations | Tap Ch. gasket replace. | ZS Substation Corrective | Y04S | Drive mechanism excessive movement / play - worn universal joint. |  |  |  |  | ZS Transformers | [Tapchanger - Drive linkage] | {misaligned} | (any reason) |  |  | 1 | repair | Y04SDrive mechanism excessive movement / play - worn universal joint. | 1
RCM - Zone Substations | Tap Ch. gasket replace. | ZS Substation Corrective | Y04S | Fine selector switch gasket on oil surge relay valve leaking - age degradation. |  |  |  |  | ZS Transformers | [Tapchanger - Tank - Gasket] | {leaking} | (any reason) |  |  | 1 | repair | Y04SFine selector switch gasket on oil surge relay valve leaking - age degradation. | 1
RCM - Zone Substations | Tap Ch. gasket replace. | ZS Substation Corrective | Y04S | Fine selector switch gasket on oil surge relay/valves leaking - age degradation. |  |  |  |  | ZS Transformers | [Tapchanger - Tank - Gasket] | {leaking} | (any reason) |  |  | 1 | repair | Y04SFine selector switch gasket on oil surge relay/valves leaking - age degradation. | 1
RCM - Zone Substations | Tap Ch. gasket replace. | ZS Substation Corrective | Y04S | Fine selector switch spindle gasket leaking - age degradation. |  |  |  |  | ZS Transformers | [Tapchanger - Tank - Gasket] | {leaking} | (any reason) |  |  | 1 | repair | Y04SFine selector switch spindle gasket leaking - age degradation. | 1
RCM - Zone Substations | Tap Ch. gasket replace. | ZS Substation Corrective | Y04S | Fine selector switch top selector plate gasket leaking - age degradation. |  |  |  |  | ZS Transformers | [Tapchanger - Tank - Gasket] | {leaking} | (any reason) |  |  | 1 | repair | Y04SFine selector switch top selector plate gasket leaking - age degradation. | 1
RCM - Zone Substations | Tap Ch. gasket replace. | ZS Substation Corrective | Y04S | Fine selector top selector plate gasket leaking - age degradation. |  |  |  |  | ZS Transformers | [Tapchanger - Tank - Gasket] | {leaking} | (any reason) |  |  | 1 | repair | Y04SFine selector top selector plate gasket leaking - age degradation. | 1
RCM - Zone Substations | Tap Ch. gasket replace. | ZS Substation Corrective | Y04S | Oil contamination - degraded 'O' ring on head. |  |  |  |  | ZS Transformers | [Tapchanger - Insulation - Oil] | {loss of dielectric strength} | (any reason) |  |  | 1 | repair | Y04SOil contamination - degraded 'O' ring on head. | 1
RCM - Zone Substations | Tap Ch. gasket replace. | ZS Substation Corrective | Y04S | Oil gasket leaks - age degradation. |  |  |  |  | ZS Transformers | [Tapchanger - Tank - Gasket] | {leaking} | (any reason) |  |  | 1 | repair | Y04SOil gasket leaks - age degradation. | 1
RCM - Zone Substations | Tap Ch. gasket replace. | ZS Substation Corrective | Y04S | Oil gasket leaks - degradation. |  |  |  |  | ZS Transformers | [Tapchanger - Tank - Gasket] | {leaking} | (any reason) |  |  | 1 | repair | Y04SOil gasket leaks - degradation. | 1
RCM - Zone Substations | Tap Ch. gasket replace. | ZS Substation Corrective | Y04S | Oil gasket leaks - normal usage. |  |  |  |  | ZS Transformers | [Tapchanger - Tank - Gasket] | {leaking} | (any reason) |  |  | 1 | repair | Y04SOil gasket leaks - normal usage. | 1
RCM - Zone Substations | Tap Ch. gasket replace. | ZS Substation Corrective | Y04S | Oil selector gasket leaks - age degredation. |  |  |  |  | ZS Transformers | [Tapchanger - Tank - Gasket] | {leaking} | (any reason) |  |  | 1 | repair | Y04SOil selector gasket leaks - age degredation. | 1
RCM - Zone Substations | Tap Ch. gasket replace. | ZS Substation Corrective | Y04S | Oil selector gasket leaks - damaged when opening selector tank. |  |  |  |  | ZS Transformers | [Tapchanger - Tank - Gasket] | {leaking} | (any reason) |  |  | 1 | repair | Y04SOil selector gasket leaks - damaged when opening selector tank. | 1
RCM - Zone Substations | Tap Ch. gearbox seal / gearbox oil replace. | ZS Substation Corrective | Y04T | Drive mechanism bevel gearbox seized - loss of lubrication. |  |  |  |  | ZS Transformers | [Tapchanger - Drive linkage] | {seized} | (any reason) |  |  | 1 | repair | Y04TDrive mechanism bevel gearbox seized - loss of lubrication. | 1
RCM - Zone Substations | Tap Ch. gearbox seal / gearbox oil replace. | ZS Substation Corrective | Y04T | Motor drive accelerated aging - oil contaminated with water. |  |  |  |  | ZS Transformers | [Tapchanger - Motorbox] | {contaminated} | (any reason) |  |  | 1 | repair | Y04TMotor drive accelerated aging - oil contaminated with water. | 1
RCM - Zone Substations | Tap Ch. gearbox seal / gearbox oil replace. | ZS Substation Corrective | Y04T | Motorbox contamination of components - gearbox leaks oil. |  |  |  |  | ZS Transformers | [Tapchanger - Motorbox] | {broken} | (any reason) |  |  | 1 | repair | Y04TMotorbox contamination of components - gearbox leaks oil. | 1
RCM - Zone Substations | Tap Ch. gearbox seal / gearbox oil replace. | ZS Substation Corrective | Y04T | Motorbox gearbox oil leaks - defective seals. |  |  |  |  | ZS Transformers | [Tapchanger - Motorbox] | {broken} | (any reason) |  |  | 1 | repair | Y04TMotorbox gearbox oil leaks - defective seals. | 1
RCM - Zone Substations | Tap Ch. gearbox seal / gearbox oil replace. | ZS Substation Corrective | Y04T | Motorbox loss of drive - bevel gears lack of lubrication. |  |  |  |  | ZS Transformers | [Tapchanger - Motorbox] | {broken} | (any reason) |  |  | 1 | repair | Y04TMotorbox loss of drive - bevel gears lack of lubrication. | 1
RCM - Zone Substations | Tap Ch. gearbox seal / gearbox oil replace. | ZS Substation Corrective | Y04T | Motorbox loss of drive - gearbox loss of lubricant. |  |  |  |  | ZS Transformers | [Tapchanger - Motorbox] | {broken} | (any reason) |  |  | 1 | repair | Y04TMotorbox loss of drive - gearbox loss of lubricant. | 1
RCM - Zone Substations | Tap Ch. gearbox seal / gearbox oil replace. | ZS Substation Corrective | Y04T | Motorbox oil leaks - defective seals. |  |  |  |  | ZS Transformers | [Tapchanger - Motorbox] | {broken} | (any reason) |  |  | 1 | repair | Y04TMotorbox oil leaks - defective seals. | 1
RCM - Zone Substations | Tap Ch. gearbox seal / gearbox oil replace. | ZS Substation Corrective | Y04T | Oil contamination of diverter oil - water ingress -corroded top gearbox covr. |  |  |  |  | ZS Transformers | [Tapchanger - Insulation - Oil] | {loss of dielectric strength} | (any reason) |  |  | 1 | repair | Y04TOil contamination of diverter oil - water ingress -corroded top gearbox covr. | 1
RCM - Zone Substations | Tap Ch. gearbox seal / gearbox oil replace. | ZS Substation Corrective | Y04T | Tapchanger motor drive accelerated gearbox component wear - lubricant contaminated. |  |  |  |  | ZS Transformers | [Tapchanger - Motorbox] | {broken} | (any reason) |  |  | 1 | repair | Y04TTapchanger motor drive accelerated gearbox component wear - lubricant contaminated. | 1
RCM - Zone Substations | Tap Ch. gearbox seal / gearbox oil replace. | ZS Substation Corrective | Y04T | Tapchanger motor drive accelerated gearbox component wear - oil contaminated with water. |  |  |  |  | ZS Transformers | [Tapchanger - Motorbox] | {broken} | (any reason) |  |  | 1 | repair | Y04TTapchanger motor drive accelerated gearbox component wear - oil contaminated with water. | 1
RCM - Zone Substations | Tap Ch. gearbox seal / gearbox oil replace. | ZS Substation Corrective | Y04T | Tapchanger motor drive low oil level - leaking seals. |  |  |  |  | ZS Transformers | [Tapchanger - Motorbox] | {broken} | (any reason) |  |  | 1 | repair | Y04TTapchanger motor drive low oil level - leaking seals. | 1
RCM - Zone Substations | Tap Ch. head sight glass clean. | ZS Substation Corrective | Y04U | Fine selector switch unable to read position - deposits on top of tap changer head. |  |  |  |  | ZS Transformers | [Tapchanger - Moving contact system] | {broken} | (any reason) |  |  | 1 | repair | Y04UFine selector switch unable to read position - deposits on top of tap changer head. | 1
RCM - Zone Substations | Tap Ch. insulating plates repair / replace. | ZS Substation Corrective | Y04V | Insulating plates surface tracking - surface contamination. |  |  |  |  | ZS Transformers | [Tapchanger - Insulation - Other] | {tracking} | (surface contamination) |  |  | 1 | repair | Y04VInsulating plates surface tracking - surface contamination. | 1
RCM - Zone Substations | Tap Ch. lid studs repair / replace. | ZS Substation Corrective | Y04W | Diverter tank oil contamination of oil - damaged lid studs. |  |  |  |  | ZS Transformers | [Tapchanger - Insulation - Oil] | {loss of dielectric strength} | (any reason) |  |  | 1 | repair | Y04WDiverter tank oil contamination of oil - damaged lid studs. | 1
RCM - Zone Substations | Tap Ch. lid studs repair / replace. | ZS Substation Corrective | Y04W | Oil contamination - damaged lid studs. |  |  |  |  | ZS Transformers | [Tapchanger - Insulation - Oil] | {loss of dielectric strength} | (any reason) |  |  | 1 | repair | Y04WOil contamination - damaged lid studs. | 1
RCM - Zone Substations | Tap Ch. lid studs repair / replace. | ZS Substation Corrective | Y04W | Oil contamination - stripped/ broken lid studs. |  |  |  |  | ZS Transformers | [Tapchanger - Insulation - Oil] | {loss of dielectric strength} | (any reason) |  |  | 1 | repair | Y04WOil contamination - stripped/ broken lid studs. | 1
RCM - Zone Substations | Tap Ch. limit brake adjust / clean / repair. | ZS Substation Corrective | Y04X | Motorbox - Drive mechanism overruns - brake out of adjustment. |  |  |  |  | ZS Transformers | [Tapchanger - Motorbox] | {broken} | (any reason) |  |  | 1 | repair | Y04XMotorbox - Drive mechanism overruns - brake out of adjustment. | 1
RCM - Zone Substations | Tap Ch. limit brake adjust / clean / repair. | ZS Substation Corrective | Y04X | Motorbox - Drive mechanism overruns - grease on brake linings. |  |  |  |  | ZS Transformers | [Tapchanger - Motorbox] | {broken} | (any reason) |  |  | 1 | repair | Y04XMotorbox - Drive mechanism overruns - grease on brake linings. | 1
RCM - Zone Substations | Tap Ch. limit brake adjust / clean / repair. | ZS Substation Corrective | Y04X | Motorbox excessive brake wear - incorrect brake adjustment. |  |  |  |  | ZS Transformers | [Tapchanger - Motorbox] | {broken} | (any reason) |  |  | 1 | repair | Y04XMotorbox excessive brake wear - incorrect brake adjustment. | 1
RCM - Zone Substations | Tap Ch. limit brake adjust / clean / repair. | ZS Substation Corrective | Y04X | Motorbox fails to stop on tap - brake failure. |  |  |  |  | ZS Transformers | [Tapchanger - Motorbox] | {broken} | (any reason) |  |  | 1 | repair | Y04XMotorbox fails to stop on tap - brake failure. | 1
RCM - Zone Substations | Tap Ch. limit brake adjust / clean / repair. | ZS Substation Corrective | Y04X | Motorbox failure to stop on tap - loose brake mountings. |  |  |  |  | ZS Transformers | [Tapchanger - Motorbox] | {loose} | (any reason) |  |  | 1 | repair | Y04XMotorbox failure to stop on tap - loose brake mountings. | 1
RCM - Zone Substations | Tap Ch. limit brake adjust / clean / repair. | ZS Substation Corrective | Y04X | Motorbox failure to stop on tap - worn brakes. |  |  |  |  | ZS Transformers | [Tapchanger - Motorbox] | {broken} | (any reason) |  |  | 1 | repair | Y04XMotorbox failure to stop on tap - worn brakes. | 1
RCM - Zone Substations | Tap Ch. limit brake adjust / clean / repair. | ZS Substation Corrective | Y04X | Motorbox loss of drive - brake mounting broken. |  |  |  |  | ZS Transformers | [Tapchanger - Motorbox] | {broken} | (any reason) |  |  | 1 | repair | Y04XMotorbox loss of drive - brake mounting broken. | 1
RCM - Zone Substations | Tap Ch. limit brake adjust / clean / repair. | ZS Substation Corrective | Y04X | Motorbox motor burnt out - brake failure. |  |  |  |  | ZS Transformers | [Tapchanger - Motorbox] | {broken} | (any reason) |  |  | 1 | repair | Y04XMotorbox motor burnt out - brake failure. | 1
RCM - Zone Substations | Tap Ch. limit brake adjust / clean / repair. | ZS Substation Corrective | Y04X | Tapchanger motor drive incorrect overrun adjustment - brake broken. |  |  |  |  | ZS Transformers | [Tapchanger - Motorbox] | {broken} | (any reason) |  |  | 1 | repair | Y04XTapchanger motor drive incorrect overrun adjustment - brake broken. | 1
RCM - Zone Substations | Tap Ch. limit brake adjust / clean / repair. | ZS Substation Corrective | Y04X | Tapchanger motor drive incorrect overrun adjustment - brake misaligned. |  |  |  |  | ZS Transformers | [Tapchanger - Motorbox] | {broken} | (any reason) |  |  | 1 | repair | Y04XTapchanger motor drive incorrect overrun adjustment - brake misaligned. | 1
RCM - Zone Substations | Tap Ch. limit gears, bearings clean / repair. | ZS Substation Corrective | Y04Y | Counter mask jammed - loss of lubrication. |  |  |  |  | ZS Transformers | [Tapchanger - Indication] | {broken} | (any reason) |  |  | 1 | repair | Y04YCounter mask jammed - loss of lubrication. | 1
RCM - Zone Substations | Tap Ch. limit gears, bearings clean / repair. | ZS Substation Corrective | Y04Y | Motorbox loss of drive - lack lubrication. |  |  |  |  | ZS Transformers | [Tapchanger - Motorbox] | {broken} | (any reason) |  |  | 1 | repair | Y04YMotorbox loss of drive - lack lubrication. | 1
RCM - Zone Substations | Tap Ch. limit switch repair / replace. | ZS Substation Corrective | Y04Z | Drive misaligned malfunction tap position switch - open/short circuit. |  |  |  |  | ZS Transformers | [Tapchanger - Motorbox] | {broken} | (any reason) |  |  | 1 | repair | Y04ZDrive misaligned malfunction tap position switch - open/short circuit. | 1
RCM - Zone Substations | Tap Ch. limit switch repair / replace. | ZS Substation Corrective | Y04Z | Motor drive fails to operate - limit switch damaged. |  |  |  |  | ZS Transformers | [Tapchanger - Motorbox] | {broken} | (any reason) |  |  | 1 | repair | Y04ZMotor drive fails to operate - limit switch damaged. | 1
RCM - Zone Substations | Tap Ch. limit switch repair / replace. | ZS Substation Corrective | Y04Z | Motor drive overrun - limit switch maloperation. |  |  |  |  | ZS Transformers | [Tapchanger - Motorbox] | {broken} | (any reason) |  |  | 1 | repair | Y04ZMotor drive overrun - limit switch maloperation. | 1
RCM - Zone Substations | Tap Ch. limit switch repair / replace. | ZS Substation Corrective | Y04Z | Motorbox - Drive mechanism fails to operate - limit switch pin broken. |  |  |  |  | ZS Transformers | [Tapchanger - Motorbox] | {broken} | (any reason) |  |  | 1 | repair | Y04ZMotorbox - Drive mechanism fails to operate - limit switch pin broken. | 1
RCM - Zone Substations | Tap Ch. limit switch repair / replace. | ZS Substation Corrective | Y04Z | Motorbox - Drive mechanism overruns - limit switch failure. |  |  |  |  | ZS Transformers | [Tapchanger - Motorbox] | {broken} | (any reason) |  |  | 1 | repair | Y04ZMotorbox - Drive mechanism overruns - limit switch failure. | 1
RCM - Zone Substations | Tap Ch. limit switch repair / replace. | ZS Substation Corrective | Y04Z | Motorbox control defect - defective limits contaminated. |  |  |  |  | ZS Transformers | [Tapchanger - Motorbox] | {broken} | (any reason) |  |  | 1 | repair | Y04ZMotorbox control defect - defective limits contaminated. | 1
RCM - Zone Substations | Tap Ch. limit switch repair / replace. | ZS Substation Corrective | Y04Z | Motorbox control defect - drumswitch (46 Switch) shorting. |  |  |  |  | ZS Transformers | [Tapchanger - Motorbox] | {broken} | (any reason) |  |  | 1 | repair | Y04ZMotorbox control defect - drumswitch (46 Switch) shorting. | 1
RCM - Zone Substations | Tap Ch. limit switch repair / replace. | ZS Substation Corrective | Y04Z | Motorbox control defect - limit switch out of adjustment. |  |  |  |  | ZS Transformers | [Tapchanger - Motorbox] | {broken} | (any reason) |  |  | 1 | repair | Y04ZMotorbox control defect - limit switch out of adjustment. | 1
RCM - Zone Substations | Tap Ch. limit switch repair / replace. | ZS Substation Corrective | Y04Z | Motorbox drives thru upper or lower limit - limit switch failed. |  |  |  |  | ZS Transformers | [Tapchanger - Motorbox] | {broken} | (any reason) |  |  | 1 | repair | Y04ZMotorbox drives thru upper or lower limit - limit switch failed. | 1
RCM - Zone Substations | Tap Ch. limit switch repair / replace. | ZS Substation Corrective | Y04Z | Tapchanger motor drive drives through upper/lower limits - gearbox not uncoupled on reaching limit. |  |  |  |  | ZS Transformers | [Tapchanger - Motorbox] | {broken} | (any reason) |  |  | 1 | repair | Y04ZTapchanger motor drive drives through upper/lower limits - gearbox not uncoupled on reaching limit. | 1
RCM - Zone Substations | Tap Ch. limit switch repair / replace. | ZS Substation Corrective | Y04Z | Tapchanger motor drive drives through upper/lower limits - limit switch maloperation. |  |  |  |  | ZS Transformers | [Tapchanger - Motorbox] | {broken} | (any reason) |  |  | 1 | repair | Y04ZTapchanger motor drive drives through upper/lower limits - limit switch maloperation. | 1
RCM - Zone Substations | Tap Ch. limit switch repair / replace. | ZS Substation Corrective | Y04Z | Tapchanger motor drive fails to operate - limit switch actuator shear pin broken. |  |  |  |  | ZS Transformers | [Tapchanger - Motorbox] | {broken} | (any reason) |  |  | 1 | repair | Y04ZTapchanger motor drive fails to operate - limit switch actuator shear pin broken. | 1
RCM - Zone Substations | Tap Ch. limit switch repair / replace. | ZS Substation Corrective | Y04Z | Tapchanger motor drive fails to operate - limit switch broken. |  |  |  |  | ZS Transformers | [Tapchanger - Motorbox] | {broken} | (any reason) |  |  | 1 | repair | Y04ZTapchanger motor drive fails to operate - limit switch broken. | 1
RCM - Zone Substations | Tap Ch. limit switch repair / replace. | ZS Substation Corrective | Y04Z | Tapchanger motor drive operates in one direction only - defective directional limit switch. |  |  |  |  | ZS Transformers | [Tapchanger - Motorbox] | {broken} | (any reason) |  |  | 1 | repair | Y04ZTapchanger motor drive operates in one direction only - defective directional limit switch. | 1
RCM - Zone Substations | Tap Ch. maintaining switch repair / replace. | ZS Substation Corrective | Y050 | Motor drive fails to operate - maintaining cam fails. |  |  |  |  | ZS Transformers | [Tapchanger - Motorbox] | {broken} | (any reason) |  |  | 1 | repair | Y050Motor drive fails to operate - maintaining cam fails. | 1
RCM - Zone Substations | Tap Ch. maintaining switch repair / replace. | ZS Substation Corrective | Y050 | Motorbox loss of drive - maintaining switch failed. |  |  |  |  | ZS Transformers | [Tapchanger - Motorbox] | {broken} | (any reason) |  |  | 1 | repair | Y050Motorbox loss of drive - maintaining switch failed. | 1
RCM - Zone Substations | Tap Ch. maintaining switch repair / replace. | ZS Substation Corrective | Y050 | Tapchanger motor drive operates in one direction only - maintaining cam switch fails to close. |  |  |  |  | ZS Transformers | [Tapchanger - Motorbox] | {broken} | (any reason) |  |  | 1 | repair | Y050Tapchanger motor drive operates in one direction only - maintaining cam switch fails to close. | 1
RCM - Zone Substations | Tap Ch. manual crank interlock repair. | ZS Substation Corrective | Y051 | Motor drive fails to operate - manual drive not reset. |  |  |  |  | ZS Transformers | [Tapchanger - Motorbox] | {broken} | (any reason) |  |  | 1 | repair | Y051Motor drive fails to operate - manual drive not reset. | 1
RCM - Zone Substations | Tap Ch. manual crank interlock repair. | ZS Substation Corrective | Y051 | Motorbox loss of drive - crank handle interlock not released. |  |  |  |  | ZS Transformers | [Tapchanger - Motorbox] | {broken} | (any reason) |  |  | 1 | repair | Y051Motorbox loss of drive - crank handle interlock not released. | 1
RCM - Zone Substations | Tap Ch. manual crank interlock repair. | ZS Substation Corrective | Y051 | Motorbox no manual crank operation - cable interlock stretched. |  |  |  |  | ZS Transformers | [Tapchanger - Motorbox] | {broken} | (any reason) |  |  | 1 | repair | Y051Motorbox no manual crank operation - cable interlock stretched. | 1
RCM - Zone Substations | Tap Ch. manual crank interlock repair. | ZS Substation Corrective | Y051 | Tapchanger motor drive fails to operate - interlock failure. |  |  |  |  | ZS Transformers | [Tapchanger - Motorbox] | {broken} | (any reason) |  |  | 1 | repair | Y051Tapchanger motor drive fails to operate - interlock failure. | 1
RCM - Zone Substations | Tap Ch. manual crank interlock repair. | ZS Substation Corrective | Y051 | Tapchanger motor drive operates when manual op handle fitted - interlock failure. |  |  |  |  | ZS Transformers | [Tapchanger - Motorbox] | {broken} | (any reason) |  |  | 1 | repair | Y051Tapchanger motor drive operates when manual op handle fitted - interlock failure. | 1
RCM - Zone Substations | Tap Ch. manual operating handle repair/replace. | ZS Substation Corrective | Y052 | Tapchanger motor drive unable to operate manually - manual operating handle corroded. |  |  |  |  | ZS Transformers | [Tapchanger - Motorbox] | {broken} | (any reason) |  |  | 1 | repair | Y052Tapchanger motor drive unable to operate manually - manual operating handle corroded. | 1
RCM - Zone Substations | Tap Ch. mechanism lubricate. | ZS Substation Corrective | Y053 | Drive mechanism does not transfer drive energy - mechanism seized. |  |  |  |  | ZS Transformers | [Tapchanger - Motorbox] | {seized} | (any reason) |  |  | 1 | repair | Y053Drive mechanism does not transfer drive energy - mechanism seized. | 1
RCM - Zone Substations | Tap Ch. mechanism lubricate. | ZS Substation Corrective | Y053 | Motorbox loss of drive - maintaining switch return springs seized. |  |  |  |  | ZS Transformers | [Tapchanger - Motorbox] | {broken} | (any reason) |  |  | 1 | repair | Y053Motorbox loss of drive - maintaining switch return springs seized. | 1
RCM - Zone Substations | Tap Ch. mechanism lubricate. | ZS Substation Corrective | Y053 | Tapchanger head excessive wear - loss of lubrication. |  |  |  |  | ZS Transformers | [Tapchanger - Drive linkage] | {broken} | (any reason) |  |  | 1 | repair | Y053Tapchanger head excessive wear - loss of lubrication. | 1
RCM - Zone Substations | Tap Ch. mechanism lubricate. | ZS Substation Corrective | Y053 | Tapchanger head slow operation - loss of lubrication. |  |  |  |  | ZS Transformers | [Tapchanger - Drive linkage] | {broken} | (any reason) |  |  | 1 | repair | Y053Tapchanger head slow operation - loss of lubrication. | 1
RCM - Zone Substations | Tap Ch. mechanism repair. | ZS Substation Corrective | Y054 | Coarse selector switch worm wheel stripped - mechanism binding. |  |  |  |  | ZS Transformers | [Tapchanger - Moving contact system] | {seized} | (any reason) |  |  | 1 | repair | Y054Coarse selector switch worm wheel stripped - mechanism binding. | 1
RCM - Zone Substations | Tap Ch. mechanism repair. | ZS Substation Corrective | Y054 | Motorbox - Drive mechanism does not change tap position - broken drive chain. |  |  |  |  | ZS Transformers | [Tapchanger - Motorbox] | {broken} | (any reason) |  |  | 1 | repair | Y054Motorbox - Drive mechanism does not change tap position - broken drive chain. | 1
RCM - Zone Substations | Tap Ch. mechanism repair. | ZS Substation Corrective | Y054 | Motorbox - Drive mechanism does not change tap position - loss of drive tension. |  |  |  |  | ZS Transformers | [Tapchanger - Motorbox] | {broken} | (any reason) |  |  | 1 | repair | Y054Motorbox - Drive mechanism does not change tap position - loss of drive tension. | 1
RCM - Zone Substations | Tap Ch. mechanism repair. | ZS Substation Corrective | Y054 | Motorbox fails to regulate - faulty tapchanger mechanism. |  |  |  |  | ZS Transformers | [Tapchanger - Motorbox] | {broken} | (any reason) |  |  | 1 | repair | Y054Motorbox fails to regulate - faulty tapchanger mechanism. | 1
RCM - Zone Substations | Tap Ch. mechanism repair. | ZS Substation Corrective | Y054 | Tap position indicator incorrect - broken drive chain. |  |  |  |  | ZS Transformers | [Tapchanger - Indication] | {broken} | (any reason) |  |  | 1 | repair | Y054Tap position indicator incorrect - broken drive chain. | 1
RCM - Zone Substations | Tap Ch. motorbox gasket replace. | ZS Substation Corrective | Y055 | Motorbox oil leaks - main gasket degraded. |  |  |  |  | ZS Transformers | [Tapchanger - Tank - Gasket] | {leaking} | (any reason) |  |  | 1 | repair | Y055Motorbox oil leaks - main gasket degraded. | 1
RCM - Zone Substations | Tap Ch. oil leak repair. | ZS Substation Corrective | Y056 | Coarse selector sight glass gasket leaks - age degradation. |  |  |  |  | ZS Transformers | [Tapchanger - Tank - Gasket] | {leaking} | (any reason) |  |  | 1 | repair | Y056Coarse selector sight glass gasket leaks - age degradation. | 1
RCM - Zone Substations | Tap Ch. oil leak repair. | ZS Substation Corrective | Y056 | Coarse selector switch sight glass gasket leaks - age degradation. |  |  |  |  | ZS Transformers | [Tapchanger - Tank - Gasket] | {leaking} | (any reason) |  |  | 1 | repair | Y056Coarse selector switch sight glass gasket leaks - age degradation. | 1
RCM - Zone Substations | Tap Ch. oil leak repair. | ZS Substation Corrective | Y056 | Diverter tank oil moisture ingress - tap range cover misaligned. |  |  |  |  | ZS Transformers | [Tapchanger - Insulation - Oil] | {loss of dielectric strength} | (any reason) |  |  | 1 | repair | Y056Diverter tank oil moisture ingress - tap range cover misaligned. | 1
RCM - Zone Substations | Tap Ch. oil leak repair. | ZS Substation Corrective | Y056 | Fine selector oil surge relay - age degradation. |  |  |  |  | ZS Transformers | [Tapchanger - Tank - Accessory] | {broken} | (any reason) |  |  | 1 | repair | Y056Fine selector oil surge relay - age degradation. | 1
RCM - Zone Substations | Tap Ch. oil leak repair. | ZS Substation Corrective | Y056 | Fine selector spindle gasket leaking - age degradation. |  |  |  |  | ZS Transformers | [Tapchanger - Tank - Gasket] | {leaking} | (any reason) |  |  | 1 | repair | Y056Fine selector spindle gasket leaking - age degradation. | 1
RCM - Zone Substations | Tap Ch. oil leak repair. | ZS Substation Corrective | Y056 | Fine selector switch sight glass gasket leaks - age degradation. |  |  |  |  | ZS Transformers | [Tapchanger - Tank - Gasket] | {leaking} | (any reason) |  |  | 1 | repair | Y056Fine selector switch sight glass gasket leaks - age degradation. | 1
RCM - Zone Substations | Tap Ch. oil leak repair. | ZS Substation Corrective | Y056 | Motorbox moisture ingress - degraded tap range cover gasket. |  |  |  |  | ZS Transformers | [Tapchanger - Tank - Gasket] | {leaking} | (any reason) |  |  | 1 | repair | Y056Motorbox moisture ingress - degraded tap range cover gasket. | 1
RCM - Zone Substations | Tap Ch. operation check. | ZS Substation Corrective | Y057 | Change-over selector high resistance - oxidation of contacts. |  |  |  |  | ZS Transformers | [Tapchanger - Moving contact system] | {damaged} | (any reason) |  |  | 1 | repair | Y057Change-over selector high resistance - oxidation of contacts. | 1
RCM - Zone Substations | Tap Ch. operation check. | ZS Substation Corrective | Y057 | Coarse selector switch high resistance - oxidation of contacts. |  |  |  |  | ZS Transformers | [Tapchanger - Moving contact system] | {damaged} | (corrosion) |  |  | 1 | repair | Y057Coarse selector switch high resistance - oxidation of contacts. | 1
RCM - Zone Substations | Tap Ch. position indicator realign/repair/replace. | ZS Substation Corrective | Y05K | Drive misaligned malfunction tap position switch - debris around switch contacts. |  |  |  |  | ZS Transformers | [Tapchanger - Motorbox] | {broken} | (any reason) |  |  | 1 | repair | Y05KDrive misaligned malfunction tap position switch - debris around switch contacts. | 1
RCM - Zone Substations | Tap Ch. position indicator realign/repair/replace. | ZS Substation Corrective | Y05K | Drive misaligned mismatch on indicated position - incorrect reinstatement. |  |  |  |  | ZS Transformers | [Tapchanger - Motorbox] | {broken} | (any reason) |  |  | 1 | repair | Y05KDrive misaligned mismatch on indicated position - incorrect reinstatement. | 1
RCM - Zone Substations | Tap Ch. position indicator realign/repair/replace. | ZS Substation Corrective | Y05K | Fine selector switch position indicator out of alignment - do to incorrect reinstatement. |  |  |  |  | ZS Transformers | [Tapchanger - Indication] | {broken} | (any reason) |  |  | 1 | repair | Y05KFine selector switch position indicator out of alignment - do to incorrect reinstatement. | 1
RCM - Zone Substations | Tap Ch. position indicator realign/repair/replace. | ZS Substation Corrective | Y05K | Max/min tap range indicator illegible - surface scratched during resetting. |  |  |  |  | ZS Transformers | [Tapchanger - Indication] | {broken} | (any reason) |  |  | 1 | repair | Y05KMax/min tap range indicator illegible - surface scratched during resetting. | 1
RCM - Zone Substations | Tap Ch. position indicator realign/repair/replace. | ZS Substation Corrective | Y05K | Max/min tap range indicator incorrect indication - indicator arms binding. |  |  |  |  | ZS Transformers | [Tapchanger - Indication] | {broken} | (any reason) |  |  | 1 | repair | Y05KMax/min tap range indicator incorrect indication - indicator arms binding. | 1
RCM - Zone Substations | Tap Ch. position indicator realign/repair/replace. | ZS Substation Corrective | Y05K | Max/min tap range indicator seized - aging of lubrication. |  |  |  |  | ZS Transformers | [Tapchanger - Indication] | {broken} | (any reason) |  |  | 1 | repair | Y05KMax/min tap range indicator seized - aging of lubrication. | 1
RCM - Zone Substations | Tap Ch. position indicator realign/repair/replace. | ZS Substation Corrective | Y05K | Max/min tap range indicator siezed hands - corrosion/binding. |  |  |  |  | ZS Transformers | [Tapchanger - Indication] | {broken} | (any reason) |  |  | 1 | repair | Y05KMax/min tap range indicator siezed hands - corrosion/binding. | 1
RCM - Zone Substations | Tap Ch. position indicator realign/repair/replace. | ZS Substation Corrective | Y05K | Tap location disk unable to read - paint faded. |  |  |  |  | ZS Transformers | [Tapchanger - Indication] | {broken} | (any reason) |  |  | 1 | repair | Y05KTap location disk unable to read - paint faded. | 1
RCM - Zone Substations | Tap Ch. position indicator realign/repair/replace. | ZS Substation Corrective | Y05K | Tap position indicator incorrect - incorrect assembly. |  |  |  |  | ZS Transformers | [Tapchanger - Indication] | {broken} | (any reason) |  |  | 1 | repair | Y05KTap position indicator incorrect - incorrect assembly. | 1
RCM - Zone Substations | Tap Ch. position indicator realign/repair/replace. | ZS Substation Corrective | Y05K | Tap position indicator incorrect position - worn worm drive attachment. |  |  |  |  | ZS Transformers | [Tapchanger - Indication] | {broken} | (any reason) |  |  | 1 | repair | Y05KTap position indicator incorrect position - worn worm drive attachment. | 1
RCM - Zone Substations | Tap Ch. position indicator realign/repair/replace. | ZS Substation Corrective | Y05K | Tap pos'n indicator switch (// ops send) malfunction - open/short circuit. |  |  |  |  | ZS Transformers | [Tapchanger - Indication] | {broken} | (any reason) |  |  | 1 | repair | Y05KTap pos'n indicator switch (// ops send) malfunction - open/short circuit. | 1
RCM - Zone Substations | Tap Ch. position indicator realign/repair/replace. | ZS Substation Corrective | Y05K | Tap pos'n indicator switch malfunction - debris around switch contacts. |  |  |  |  | ZS Transformers | [Tapchanger - Indication] | {broken} | (any reason) |  |  | 1 | repair | Y05KTap pos'n indicator switch malfunction - debris around switch contacts. | 1
RCM - Zone Substations | Tap Ch. position indicator realign/repair/replace. | ZS Substation Corrective | Y05K | Tap pos'n indicator switch malfunction - open/short circuit. |  |  |  |  | ZS Transformers | [Tapchanger - Indication] | {broken} | (any reason) |  |  | 1 | repair | Y05KTap pos'n indicator switch malfunction - open/short circuit. | 1
RCM - Zone Substations | Tap Ch. position indicator realign/repair/replace. | ZS Substation Corrective | Y05K | Tapping range indicator broken - degradation. |  |  |  |  | ZS Transformers | [Tapchanger - Indication] | {broken} | (any reason) |  |  | 1 | repair | Y05KTapping range indicator broken - degradation. | 1
RCM - Zone Substations | Tap Ch. position indicator realign/repair/replace. | ZS Substation Corrective | Y05K | Tapping range indicator inoperative - loose shaft attachment. |  |  |  |  | ZS Transformers | [Tapchanger - Indication] | {broken} | (any reason) |  |  | 1 | repair | Y05KTapping range indicator inoperative - loose shaft attachment. | 1
RCM - Zone Substations | Tap Ch. position indicator realign/repair/replace. | ZS Substation Corrective | Y05K | Tapping range indicator inoperative - tight attachment. |  |  |  |  | ZS Transformers | [Tapchanger - Indication] | {broken} | (any reason) |  |  | 1 | repair | Y05KTapping range indicator inoperative - tight attachment. | 1
RCM - Zone Substations | Tap Ch. repair / replace. | ZS Substation Corrective | Y058 | Coarse selector switch shear pins broken - misaligned selector. |  |  |  |  | ZS Transformers | [Tapchanger - Moving contact system] | {misaligned} | (fatigue) |  |  | 1 | repair | Y058Coarse selector switch shear pins broken - misaligned selector. | 1
RCM - Zone Substations | Tap Ch. repair / replace. | ZS Substation Corrective | Y058 | Coarse selector switch shear pins broken - siezed internal drive shaft. |  |  |  |  | ZS Transformers | [Tapchanger - Moving contact system] | {seized} | (any reason) |  |  | 1 | repair | Y058Coarse selector switch shear pins broken - siezed internal drive shaft. | 1
RCM - Zone Substations | Tap Ch. repair / replace. | ZS Substation Corrective | Y058 | Drive mechanism jammed selector - foreign object. |  |  |  |  | ZS Transformers | [Tapchanger - Motorbox] | {broken} | (any reason) |  |  | 1 | repair | Y058Drive mechanism jammed selector - foreign object. | 1
RCM - Zone Substations | Tap Ch. repair / replace. | ZS Substation Corrective | Y058 | Fine selector switch contact flashover - incorrect assembly. |  |  |  |  | ZS Transformers | [Tapchanger - Moving contact system] | {broken} | (maintenance error) |  |  | 1 | repair | Y058Fine selector switch contact flashover - incorrect assembly. | 1
RCM - Zone Substations | Tap Ch. repair / replace. | ZS Substation Corrective | Y058 | Fine selector switch loss of insulation - foreign object. |  |  |  |  | ZS Transformers | [Tapchanger - Insulation - Other] | {loss of dielectric strength} | (any reason) |  |  | 1 | repair | Y058Fine selector switch loss of insulation - foreign object. | 1
RCM - Zone Substations | Tap Ch. repair / replace. | ZS Substation Corrective | Y058 | Fine selector switch tracking - carbon/metallic particles. |  |  |  |  | ZS Transformers | [Tapchanger - Tank - Gasket] | {leaking} | (any reason) |  |  | 2 | repair | Y058Fine selector switch tracking - carbon/metallic particles. | 1
RCM - Zone Substations | Tap Ch. repair / replace. | ZS Substation Corrective | Y058 | Oil migrates between Div and main tanks - non oil tight design. |  |  |  |  | ZS Transformers | [Tapchanger - Tank - Gasket] | {leaking} | (any reason) |  |  | 1 | repair | Y058Oil migrates between Div and main tanks - non oil tight design. | 1
RCM - Zone Substations | Tap Ch. repair / replace. | ZS Substation Corrective | Y058 | Suction pipe bearing cone seperated - loose. |  |  |  |  | ZS Transformers | [Tapchanger - Tank - Accessory] | {broken} | (any reason) |  |  | 1 | repair | Y058Suction pipe bearing cone seperated - loose. | 1
RCM - Zone Substations | Tap Ch. rollers and pins repair / replace. | ZS Substation Corrective | Y059 | Drive mechanism spring charge pawl tension spring fails - fatigue. |  |  |  |  | ZS Transformers | [Tapchanger - Motorbox] | {broken} | (any reason) |  |  | 1 | repair | Y059Drive mechanism spring charge pawl tension spring fails - fatigue. | 1
RCM - Zone Substations | Tap Ch. rollers and pins repair / replace. | ZS Substation Corrective | Y059 | Fine selector switch pawl rollers / pins worn - normal operation. |  |  |  |  | ZS Transformers | [Tapchanger - Moving contact system] | {damaged} | (wear) |  |  | 1 | repair | Y059Fine selector switch pawl rollers / pins worn - normal operation. | 1
RCM - Zone Substations | Tap Ch. select contact solder joint repair/replace | ZS Substation Corrective | Y05A | Selector high resistance connections - defective solder joint. |  |  |  |  | ZS Transformers | [Tapchanger - Moving contact system] | {broken} | (any reason) |  |  | 1 | repair | Y05ASelector high resistance connections - defective solder joint. | 1
RCM - Zone Substations | Tap Ch. select contact solder joint repair/replace | ZS Substation Corrective | Y05A | Selector high resistance connections - loose connections. |  |  |  |  | ZS Transformers | [Tapchanger - Moving contact system] | {loose} | (any reason) |  |  | 1 | repair | Y05ASelector high resistance connections - loose connections. | 1
RCM - Zone Substations | Tap Ch. selector thrust plate repair / replace. | ZS Substation Corrective | Y05B | Fine selector switch high resistance - wear on bottom of switching cylinder. |  |  |  |  | ZS Transformers | [Tapchanger - Moving contact system] | {damaged} | (wear) |  |  | 1 | repair | Y05BFine selector switch high resistance - wear on bottom of switching cylinder. | 1
RCM - Zone Substations | Tap Ch. selector thrust plate repair / replace. | ZS Substation Corrective | Y05B | Fine selector switch worn thrust plate - normal operational wear. |  |  |  |  | ZS Transformers | [Tapchanger - Moving contact system] | {broken} | (any reason) |  |  | 1 | repair | Y05BFine selector switch worn thrust plate - normal operational wear. | 1
RCM - Zone Substations | Tap Ch. shaft seal replace. | ZS Substation Corrective | Y05C | Coarse selector shaft seal leaks - normal operational wear. |  |  |  |  | ZS Transformers | [Tapchanger - Tank - Gasket] | {leaking} | (any reason) |  |  | 1 | repair | Y05CCoarse selector shaft seal leaks - normal operational wear. | 1
RCM - Zone Substations | Tap Ch. shaft seal replace. | ZS Substation Corrective | Y05C | Coarse selector switch shaft seal leaks - normal operational wear. |  |  |  |  | ZS Transformers | [Tapchanger - Tank - Gasket] | {leaking} | (any reason) |  |  | 1 | repair | Y05CCoarse selector switch shaft seal leaks - normal operational wear. | 1
RCM - Zone Substations | Tap Ch. shaft seal replace. | ZS Substation Corrective | Y05C | Fine selector switch shaft seal leaks - normal operational wear. |  |  |  |  | ZS Transformers | [Tapchanger - Tank - Gasket] | {leaking} | (any reason) |  |  | 1 | repair | Y05CFine selector switch shaft seal leaks - normal operational wear. | 1
RCM - Zone Substations | Tap Ch. split pin repair / replace. | ZS Substation Corrective | Y05D | Diverter drive rod operating pin sheared - fatigue. |  |  |  |  | ZS Transformers | [Tapchanger - Drive linkage] | {broken} | (any reason) |  |  | 1 | repair | Y05DDiverter drive rod operating pin sheared - fatigue. | 1
RCM - Zone Substations | Tap Ch. spring repair / replace. | ZS Substation Corrective | Y05E | Coarse selector switch high resistance - weak moving contact springs. |  |  |  |  | ZS Transformers | [Tapchanger - Moving contact system] | {loose} | (any reason) |  |  | 1 | repair | Y05ECoarse selector switch high resistance - weak moving contact springs. | 1
RCM - Zone Substations | Tap Ch. spring repair / replace. | ZS Substation Corrective | Y05E | Tapchanger head jammed - broken shock absorbing springs. |  |  |  |  | ZS Transformers | [Tapchanger - Drive linkage] | {broken} | (any reason) |  |  | 1 | repair | Y05ETapchanger head jammed - broken shock absorbing springs. | 1
RCM - Zone Substations | Tap Ch. spring repair / replace. | ZS Substation Corrective | Y05E | Tapchanger head jammed - dislodged shock absorbing springs. |  |  |  |  | ZS Transformers | [Tapchanger - Drive linkage] | {broken} | (any reason) |  |  | 1 | repair | Y05ETapchanger head jammed - dislodged shock absorbing springs. | 1
RCM - Zone Substations | Tap Ch. spring repair / replace. | ZS Substation Corrective | Y05E | Tapchanger head jammed - spring discharge in rev. dir. |  |  |  |  | ZS Transformers | [Tapchanger - Drive linkage] | {broken} | (any reason) |  |  | 1 | repair | Y05ETapchanger head jammed - spring discharge in rev. dir. | 1
RCM - Zone Substations | Tap Ch. star point button replace with roller type | ZS Substation Corrective | Y05F | Diverter worn star point shunt contacts - normal operation. |  |  |  |  | ZS Transformers | [Tapchanger - Moving contact system] | {broken} | (wear) |  |  | 1 | repair | Y05FDiverter worn star point shunt contacts - normal operation. | 1
RCM - Zone Substations | Tap Ch. switching cylinder repair. | ZS Substation Corrective | Y05G | Fine selector switch burning of moving contacts - excess lateral movement in cylinder. |  |  |  |  | ZS Transformers | [Tapchanger - Moving contact system] | {broken} | (any reason) |  |  | 1 | repair | Y05GFine selector switch burning of moving contacts - excess lateral movement in cylinder. | 1
RCM - Zone Substations | Tap Ch. switching cylinder repair. | ZS Substation Corrective | Y05G | Fine selector switch burning of moving contacts - wear of fixed main/ auxillary contacts. |  |  |  |  | ZS Transformers | [Tapchanger - Moving contact system] | {damaged} | (wear) |  |  | 1 | repair | Y05GFine selector switch burning of moving contacts - wear of fixed main/ auxillary contacts. | 1
RCM - Zone Substations | Tap Ch. switching cylinder repair. | ZS Substation Corrective | Y05G | Fine selector switch drive tube between gearbox worn - normal operation. |  |  |  |  | ZS Transformers | [Tapchanger - Moving contact system] | {broken} | (any reason) |  |  | 2 | repair | Y05GFine selector switch drive tube between gearbox worn - normal operation. | 1
RCM - Zone Substations | Tap Ch. switching cylinder repair. | ZS Substation Corrective | Y05G | Fine selector switch high resistance - worn switching cylinder tube. |  |  |  |  | ZS Transformers | [Tapchanger - Moving contact system] | {damaged} | (wear) |  |  | 1 | repair | Y05GFine selector switch high resistance - worn switching cylinder tube. | 1
RCM - Zone Substations | Tap Ch. switching cylinder repair. | ZS Substation Corrective | Y05G | Fine selector switch paper cylinders loss of insulation - moisture. |  |  |  |  | ZS Transformers | [Tapchanger - Insulation - Other] | {loss of dielectric strength} | (any reason) |  |  | 1 | repair | Y05GFine selector switch paper cylinders loss of insulation - moisture. | 1
RCM - Zone Substations | Tap Ch. switching cylinder repair. | ZS Substation Corrective | Y05G | Fine selector switch switching tube binds in outer tube - new tube fitted. |  |  |  |  | ZS Transformers | [Tapchanger - Moving contact system] | {broken} | (any reason) |  |  | 1 | repair | Y05GFine selector switch switching tube binds in outer tube - new tube fitted. | 1
RCM - Zone Substations | Tap Ch. switching cylinder repair. | ZS Substation Corrective | Y05G | Insulating shaft surface tracking - surface contamination. |  |  |  |  | ZS Transformers | [Tapchanger - Insulation - Other] | {tracking} | (surface contamination) |  |  | 1 | repair | Y05GInsulating shaft surface tracking - surface contamination. | 1
RCM - Zone Substations | Tap Ch. switching cylinder repair. | ZS Substation Corrective | Y05G | Oil cylinder fixed contacts burnt - loose contact shell fasteners. |  |  |  |  | ZS Transformers | [Tapchanger - Fixed contacts] | {loose} | (any reason) |  |  | 1 | repair | Y05GOil cylinder fixed contacts burnt - loose contact shell fasteners. | 1
RCM - Zone Substations | Tap Ch. switching cylinder repair. | ZS Substation Corrective | Y05G | Oil cylinder fixed contacts burnt - normal operation. |  |  |  |  | ZS Transformers | [Tapchanger - Fixed contacts] | {damaged} | (wear) |  |  | 1 | repair | Y05GOil cylinder fixed contacts burnt - normal operation. | 1
RCM - Zone Substations | Tap Ch. switching cylinder repair. | ZS Substation Corrective | Y05G | Oil cylinder fixed contacts worn - normal operation. |  |  |  |  | ZS Transformers | [Tapchanger - Fixed contacts] | {damaged} | (wear) |  |  | 1 | repair | Y05GOil cylinder fixed contacts worn - normal operation. | 1
RCM - Zone Substations | Tap Ch. switching cylinder repair. | ZS Substation Corrective | Y05G | Selector tube tracking - contaminated oil. |  |  |  |  | ZS Transformers | [Tapchanger - Insulation - Oil] | {loss of dielectric strength} | (any reason) |  |  | 1 | repair | Y05GSelector tube tracking - contaminated oil. | 1
RCM - Zone Substations | Tap Ch. switching cylinder replace. | ZS Substation Corrective | Y05H | Fine selector switch burning of moving contacts - excess lateral movement in cylinder. |  |  |  |  | ZS Transformers | [Tapchanger - Moving contact system] | {broken} | (any reason) |  |  | 2 | repair | Y05HFine selector switch burning of moving contacts - excess lateral movement in cylinder. | 1
RCM - Zone Substations | Tap Ch. switching cylinder replace. | ZS Substation Corrective | Y05H | Fine selector switch burning of moving contacts - wear of fixed main/ auxillary contacts. |  |  |  |  | ZS Transformers | [Tapchanger - Moving contact system] | {damaged} | (wear) |  |  | 2 | repair | Y05HFine selector switch burning of moving contacts - wear of fixed main/ auxillary contacts. | 1
RCM - Zone Substations | Tap Ch. switching cylinder replace. | ZS Substation Corrective | Y05H | Fine selector switch drive tube between gearbox worn - normal operation. |  |  |  |  | ZS Transformers | [Tapchanger - Moving contact system] | {broken} | (any reason) |  |  | 3 | repair | Y05HFine selector switch drive tube between gearbox worn - normal operation. | 1
RCM - Zone Substations | Tap Ch. switching cylinder replace. | ZS Substation Corrective | Y05H | Fine selector switch high resistance - worn switching cylinder tube. |  |  |  |  | ZS Transformers | [Tapchanger - Moving contact system] | {damaged} | (wear) |  |  | 2 | repair | Y05HFine selector switch high resistance - worn switching cylinder tube. | 1
RCM - Zone Substations | Tap Ch. switching cylinder replace. | ZS Substation Corrective | Y05H | Fine selector switch paper cylinders loss of insulation - moisture. |  |  |  |  | ZS Transformers | [Tapchanger - Insulation - Other] | {loss of dielectric strength} | (any reason) |  |  | 2 | repair | Y05HFine selector switch paper cylinders loss of insulation - moisture. | 1
RCM - Zone Substations | Tap Ch. switching cylinder replace. | ZS Substation Corrective | Y05H | Fine selector switch switching tube binds in outer tube - new tube fitted. |  |  |  |  | ZS Transformers | [Tapchanger - Moving contact system] | {broken} | (any reason) |  |  | 2 | repair | Y05HFine selector switch switching tube binds in outer tube - new tube fitted. | 1
RCM - Zone Substations | Tap Ch. switching cylinder replace. | ZS Substation Corrective | Y05H | Insulating shaft surface tracking - surface contamination. |  |  |  |  | ZS Transformers | [Tapchanger - Insulation - Other] | {tracking} | (surface contamination) |  |  | 2 | repair | Y05HInsulating shaft surface tracking - surface contamination. | 1
RCM - Zone Substations | Tap Ch. switching cylinder replace. | ZS Substation Corrective | Y05H | Oil cylinder fixed contacts burnt - loose contact shell fasteners. |  |  |  |  | ZS Transformers | [Tapchanger - Fixed contacts] | {loose} | (any reason) |  |  | 2 | repair | Y05HOil cylinder fixed contacts burnt - loose contact shell fasteners. | 1
RCM - Zone Substations | Tap Ch. switching cylinder replace. | ZS Substation Corrective | Y05H | Oil cylinder fixed contacts burnt - normal operation. |  |  |  |  | ZS Transformers | [Tapchanger - Fixed contacts] | {damaged} | (wear) |  |  | 2 | repair | Y05HOil cylinder fixed contacts burnt - normal operation. | 1
RCM - Zone Substations | Tap Ch. switching cylinder replace. | ZS Substation Corrective | Y05H | Oil cylinder fixed contacts worn - normal operation. |  |  |  |  | ZS Transformers | [Tapchanger - Fixed contacts] | {damaged} | (wear) |  |  | 2 | repair | Y05HOil cylinder fixed contacts worn - normal operation. | 1
RCM - Zone Substations | Tap Ch. switching cylinder replace. | ZS Substation Corrective | Y05H | Selector tube tracking - contaminated oil. |  |  |  |  | ZS Transformers | [Tapchanger - Insulation - Oil] | {loss of dielectric strength} | (any reason) |  |  | 2 | repair | Y05HSelector tube tracking - contaminated oil. | 1
RCM - Zone Substations | Tap Ch. tap ops counter repair / replace. | ZS Substation Corrective | Y06X | Operation counter count does not increment - drive linkage defect. |  |  |  |  | ZS Transformers | [Tapchanger - Indication] | {broken} | (any reason) |  |  | 1 | repair | Y06XOperation counter count does not increment - drive linkage defect. | 1
RCM - Zone Substations | Tap Ch. tap ops counter repair / replace. | ZS Substation Corrective | Y06X | Operation counter count does not increment - internal defect. |  |  |  |  | ZS Transformers | [Tapchanger - Indication] | {broken} | (any reason) |  |  | 1 | repair | Y06XOperation counter count does not increment - internal defect. | 1
RCM - Zone Substations | Tap Ch. tap ops counter repair / replace. | ZS Substation Corrective | Y06X | Operation counter count does not increment - loose grub screw on counter shaft. |  |  |  |  | ZS Transformers | [Tapchanger - Indication] | {broken} | (any reason) |  |  | 1 | repair | Y06XOperation counter count does not increment - loose grub screw on counter shaft. | 1
RCM - Zone Substations | Tap Ch. tap ops counter repair / replace. | ZS Substation Corrective | Y06X | Operation counter count does not increment - loose grub screw. |  |  |  |  | ZS Transformers | [Tapchanger - Indication] | {broken} | (any reason) |  |  | 1 | repair | Y06XOperation counter count does not increment - loose grub screw. | 1
RCM - Zone Substations | Tap Ch. tap position disc realign / repair. | ZS Substation Corrective | Y05J | Tap position disk incorrect position - loose attachment. |  |  |  |  | ZS Transformers | [Tapchanger - Indication] | {broken} | (any reason) |  |  | 1 | repair | Y05JTap position disk incorrect position - loose attachment. | 1
RCM - Zone Substations | Tap Ch. tap position disc realign / repair. | ZS Substation Corrective | Y05J | Tap position disk unable to read - paint faded. |  |  |  |  | ZS Transformers | [Tapchanger - Indication] | {broken} | (any reason) |  |  | 1 | repair | Y05JTap position disk unable to read - paint faded. | 1
RCM - Zone Substations | Tap Ch. tap position disc realign / repair. | ZS Substation Corrective | Y05J | Tap position disk unable to read - viewing window foggy. |  |  |  |  | ZS Transformers | [Tapchanger - Indication] | {broken} | (any reason) |  |  | 1 | repair | Y05JTap position disk unable to read - viewing window foggy. | 1
RCM - Zone Substations | Tap Ch. tap range indicator 'O' ring replace. | ZS Substation Corrective | Y05L | Max/min tap range indicator loose - 'O' ring degraded. |  |  |  |  | ZS Transformers | [Tapchanger - Indication] | {broken} | (any reason) |  |  | 1 | repair | Y05LMax/min tap range indicator loose - 'O' ring degraded. | 1
RCM - Zone Substations | Tap Ch. transition reactors replace. | ZS Substation Corrective | Y05M | Diverter moving contact (A&B segments) worn / burnt - reactor open circuit. |  |  |  |  | ZS Transformers | [Tapchanger - Moving contact system] | {damaged} | (any reason) |  |  | 1 | repair | Y05MDiverter moving contact (A&B segments) worn / burnt - reactor open circuit. | 1
RCM - Zone Substations | Tap Ch. transition reactors replace. | ZS Substation Corrective | Y05M | Resistors/Reactors change in electrical properties - degradation. |  |  |  |  | ZS Transformers | [Tapchanger - Moving contact system] | {broken} | (any reason) |  |  | 1 | repair | Y05MResistors/Reactors change in electrical properties - degradation. | 1
RCM - Zone Substations | Tap Ch. transition reactors replace. | ZS Substation Corrective | Y05M | Resistors/Reactors open circuit - tap changer between taps. |  |  |  |  | ZS Transformers | [Tapchanger - Moving contact system] | {broken} | (any reason) |  |  | 1 | repair | Y05MResistors/Reactors open circuit - tap changer between taps. | 1
RCM - Zone Substations | Tap Ch. transition resistors replace. | ZS Substation Corrective | Y05N | Diverter resistors (AFR Types) open circuit - fatigue. |  |  |  |  | ZS Transformers | [Tapchanger - Moving contact system] | {broken} | (fatigue) |  |  | 1 | repair | Y05NDiverter resistors (AFR Types) open circuit - fatigue. | 1
RCM - Zone Substations | Tap Ch. transition resistors replace. | ZS Substation Corrective | Y05N | Resistors change in nominal resistance - age degradation. |  |  |  |  | ZS Transformers | [Tapchanger - Moving contact system] | {broken} | (any reason) |  |  | 1 | repair | Y05NResistors change in nominal resistance - age degradation. | 1
RCM - Zone Substations | Tap Ch. transition resistors replace. | ZS Substation Corrective | Y05N | Resistors change in nominal resistance - degradation. |  |  |  |  | ZS Transformers | [Tapchanger - Moving contact system] | {broken} | (any reason) |  |  | 1 | repair | Y05NResistors change in nominal resistance - degradation. | 1
RCM - Zone Substations | Tap Ch. transition resistors replace. | ZS Substation Corrective | Y05N | Resistors change in resistance - age degradation. |  |  |  |  | ZS Transformers | [Tapchanger - Moving contact system] | {broken} | (any reason) |  |  | 1 | repair | Y05NResistors change in resistance - age degradation. | 1
RCM - Zone Substations | Tap Ch. transition resistors replace. | ZS Substation Corrective | Y05N | Resistors open circuit - fatigue of solid connecting wire. |  |  |  |  | ZS Transformers | [Tapchanger - Moving contact system] | {broken} | (any reason) |  |  | 1 | repair | Y05NResistors open circuit - fatigue of solid connecting wire. | 1
RCM - Zone Substations | Tap Ch. transition resistors replace. | ZS Substation Corrective | Y05N | Resistors open circuit - tap changer between taps. |  |  |  |  | ZS Transformers | [Tapchanger - Moving contact system] | {broken} | (any reason) |  |  | 1 | repair | Y05NResistors open circuit - tap changer between taps. | 1
RCM - Zone Substations | Tap Ch. transition resistors replace. | ZS Substation Corrective | Y05N | Resistors open circuit - tap changer stuck between taps. |  |  |  |  | ZS Transformers | [Tapchanger - Moving contact system] | {broken} | (any reason) |  |  | 1 | repair | Y05NResistors open circuit - tap changer stuck between taps. | 1
RCM - Zone Substations | Tap Ch. transition resistors replace. | ZS Substation Corrective | Y05N | Resistors open circuit - wire fatigue. |  |  |  |  | ZS Transformers | [Tapchanger - Moving contact system] | {broken} | (any reason) |  |  | 1 | repair | Y05NResistors open circuit - wire fatigue. | 1
RCM - Zone Substations | Tap Ch. transition resistors replace. | ZS Substation Corrective | Y05N | Resistors short circuited - reinstatement error. |  |  |  |  | ZS Transformers | [Tapchanger - Moving contact system] | {broken} | (any reason) |  |  | 1 | repair | Y05NResistors short circuited - reinstatement error. | 1
RCM - Zone Substations | Tap Ch. transition resistors replace. | ZS Substation Corrective | Y05N | Resistors/Reactors change in electrical properties - degradation. |  |  |  |  | ZS Transformers | [Tapchanger - Moving contact system] | {broken} | (any reason) |  |  | 2 | repair | Y05NResistors/Reactors change in electrical properties - degradation. | 1
RCM - Zone Substations | Tap Ch. transition resistors replace. | ZS Substation Corrective | Y05N | Resistors/Reactors open circuit - fatigue of solid connecting wire. |  |  |  |  | ZS Transformers | [Tapchanger - Moving contact system] | {broken} | (any reason) |  |  | 1 | repair | Y05NResistors/Reactors open circuit - fatigue of solid connecting wire. | 1
RCM - Zone Substations | Tap Ch. transition resistors replace. | ZS Substation Corrective | Y05N | Resistors/Reactors open circuit - tap changer between taps. |  |  |  |  | ZS Transformers | [Tapchanger - Moving contact system] | {broken} | (any reason) |  |  | 2 | repair | Y05NResistors/Reactors open circuit - tap changer between taps. | 1
RCM - Zone Substations | Tap Ch. transition resistors replace. | ZS Substation Corrective | Y05N | Transition resistors change in nominal resistance - age degradation. |  |  |  |  | ZS Transformers | [Tapchanger - Moving contact system] | {broken} | (any reason) |  |  | 1 | repair | Y05NTransition resistors change in nominal resistance - age degradation. | 1
RCM - Zone Substations | Tap Ch. transition resistors replace. | ZS Substation Corrective | Y05N | Transition resistors change in nominal resistance - degradation. |  |  |  |  | ZS Transformers | [Tapchanger - Moving contact system] | {broken} | (any reason) |  |  | 1 | repair | Y05NTransition resistors change in nominal resistance - degradation. | 1
RCM - Zone Substations | Tap Ch. transition resistors replace. | ZS Substation Corrective | Y05N | Transition resistors open circuit (burnt out) - resistor mounts broken. |  |  |  |  | ZS Transformers | [Tapchanger - Moving contact system] | {broken} | (any reason) |  |  | 1 | repair | Y05NTransition resistors open circuit (burnt out) - resistor mounts broken. | 1
RCM - Zone Substations | Tap Ch. transition resistors replace. | ZS Substation Corrective | Y05N | Transition resistors open circuit (burnt out) - tap changer between taps. |  |  |  |  | ZS Transformers | [Tapchanger - Moving contact system] | {broken} | (any reason) |  |  | 1 | repair | Y05NTransition resistors open circuit (burnt out) - tap changer between taps. | 1
RCM - Zone Substations | TC010101 Conditional Oil Change - 6 yr | ZS Substation Preventative | Z134 | [5 empty] | ZS Transformers | [Tapchanger] |  |  |  |  | 0 | modify | Z134 | 1
RCM - Zone Substations | TC010101 Full Maintenance - 30,000 Ops | ZS Substation Preventative | Z178 | Cyclometer threshold met - normal maintenance due. |  |  |  |  | ZS Transformers | [Tapchanger] |  |  |  |  | 1 | inspect | Z178Cyclometer threshold met - normal maintenance due. | 1
RCM - Zone Substations | TC010101 Full Maintenance - 30,000 Ops | ZS Substation Preventative | Z178 | Oil contamination - moisture. |  |  |  |  | ZS Transformers | [Tapchanger] |  |  |  |  | 3 | inspect | Z178Oil contamination - moisture. | 1
RCM - Zone Substations | TC010101 Full Maintenance 6yr | ZS Substation Preventative | Z236 | [5 empty] | ZS Transformers | [Tapchanger] |  |  |  |  | 0 | inspect | Z236 | 1
RCM - Zone Substations | TC010102 Full Maintenance - 50,000 Ops | ZS Substation Preventative | Z179 | Cyclometer threshold met - normal maintenance due. |  |  |  |  | ZS Transformers | [Tapchanger] |  |  |  |  | 2 | inspect | Z179Cyclometer threshold met - normal maintenance due. | 1
RCM - Zone Substations | TC010102 Full Maintenance - 50,000 Ops | ZS Substation Preventative | Z179 | Oil contamination - moisture. |  |  |  |  | ZS Transformers | [Tapchanger] |  |  |  |  | 4 | inspect | Z179Oil contamination - moisture. | 1
RCM - Zone Substations | TC010102 Full Maintenance - 500,000 Ops | ZS Substation Preventative | Z180 | Cyclometer threshold met - normal maintenance due. |  |  |  |  | ZS Transformers | [Tapchanger] |  |  |  |  | 3 | inspect | Z180Cyclometer threshold met - normal maintenance due. | 1
RCM - Zone Substations | TC010102 Full Maintenance - 500,000 Ops | ZS Substation Preventative | Z180 | Oil contamination - moisture. |  |  |  |  | ZS Transformers | [Tapchanger] |  |  |  |  | 5 | inspect | Z180Oil contamination - moisture. | 1
RCM - Zone Substations | TC010102 Full Maintenance 6yr | ZS Substation Preventative | Z237 | [5 empty] | ZS Transformers | [Tapchanger] |  |  |  |  | 0 | inspect | Z237 | 1
RCM - Zone Substations | TC010102 Oil Sample (Moisture) - 3 yr | ZS Substation Preventative | Z135 | [5 empty] | ZS Transformers | [Tapchanger] |  |  |  |  | 0 | inspect | Z135 | 1
RCM - Zone Substations | TC010103 Full Maintenance - 50,000 Ops | ZS Substation Preventative | Z181 | Cyclometer threshold met - normal maintenance due. |  |  |  |  | ZS Transformers | [Tapchanger] |  |  |  |  | 4 | inspect | Z181Cyclometer threshold met - normal maintenance due. | 1
RCM - Zone Substations | TC010103 Full Maintenance - 50,000 Ops | ZS Substation Preventative | Z181 | Oil contamination - moisture. |  |  |  |  | ZS Transformers | [Tapchanger] |  |  |  |  | 6 | inspect | Z181Oil contamination - moisture. | 1
RCM - Zone Substations | TC010103 Full Maintenance - 500,000 Ops | ZS Substation Preventative | Z182 | Cyclometer threshold met - normal maintenance due. |  |  |  |  | ZS Transformers | [Tapchanger] |  |  |  |  | 5 | inspect | Z182Cyclometer threshold met - normal maintenance due. | 1
RCM - Zone Substations | TC010103 Full Maintenance - 500,000 Ops | ZS Substation Preventative | Z182 | Oil contamination - moisture. |  |  |  |  | ZS Transformers | [Tapchanger] |  |  |  |  | 7 | inspect | Z182Oil contamination - moisture. | 1
RCM - Zone Substations | TC010103 Full Maintenance 6yr | ZS Substation Preventative | Z238 | [5 empty] | ZS Transformers | [Tapchanger] |  |  |  |  | 0 | inspect | Z238 | 1
RCM - Zone Substations | TC010103 Oil Sample (Moisture) - 3 yr | ZS Substation Preventative | Z136 | [5 empty] | ZS Transformers | [Tapchanger] |  |  |  |  | 0 | inspect | Z136 | 1
RCM - Zone Substations | TC010301 Conditional Oil Change - 6 yr | ZS Substation Preventative | Z137 | [5 empty] | ZS Transformers | [Tapchanger] |  |  |  |  | 0 | modify | Z137 | 1
RCM - Zone Substations | TC010301 Full Maintenance - 50,000 Ops | ZS Substation Preventative | Z183 | Cyclometer threshold met - normal maintenance due. |  |  |  |  | ZS Transformers | [Tapchanger] |  |  |  |  | 6 | inspect | Z183Cyclometer threshold met - normal maintenance due. | 1
RCM - Zone Substations | TC010301 Full Maintenance - 50,000 Ops | ZS Substation Preventative | Z183 | Oil contamination - moisture. |  |  |  |  | ZS Transformers | [Tapchanger] |  |  |  |  | 8 | inspect | Z183Oil contamination - moisture. | 1
RCM - Zone Substations | TC010301 Full Maintenance 6yr | ZS Substation Preventative | Z239 | [5 empty] | ZS Transformers | [Tapchanger] |  |  |  |  | 0 | inspect | Z239 | 1
RCM - Zone Substations | TC010601 Full Maintenance - 200,000 Ops | ZS Substation Preventative | Z184 | Cyclometer threshold met - normal maintenance due. |  |  |  |  | ZS Transformers | [Tapchanger] |  |  |  |  | 7 | inspect | Z184Cyclometer threshold met - normal maintenance due. | 1
RCM - Zone Substations | TC010601 Full Maintenance - 200,000 Ops | ZS Substation Preventative | Z184 | Oil contamination - moisture. |  |  |  |  | ZS Transformers | [Tapchanger] |  |  |  |  | 9 | inspect | Z184Oil contamination - moisture. | 1
RCM - Zone Substations | TC010601 Full Maintenance - 25,000 Ops | ZS Substation Preventative | Z185 | Cyclometer threshold met - normal maintenance due. |  |  |  |  | ZS Transformers | [Tapchanger] |  |  |  |  | 8 | inspect | Z185Cyclometer threshold met - normal maintenance due. | 1
RCM - Zone Substations | TC010601 Full Maintenance - 25,000 Ops | ZS Substation Preventative | Z185 | Oil contamination - moisture. |  |  |  |  | ZS Transformers | [Tapchanger] |  |  |  |  | 10 | inspect | Z185Oil contamination - moisture. | 1
RCM - Zone Substations | TC010601 Full Maintenance 6yr | ZS Substation Preventative | Z240 | [5 empty] | ZS Transformers | [Tapchanger] |  |  |  |  | 0 | inspect | Z240 | 1
RCM - Zone Substations | TC010601 Oil Sample (Moisture) - 3 yr | ZS Substation Preventative | Z138 | [5 empty] | ZS Transformers | [Tapchanger] |  |  |  |  | 0 | inspect | Z138 | 1
RCM - Zone Substations | TC010701 Full Maintenance - 25,000 Ops | ZS Substation Preventative | Z186 | Cyclometer threshold met - normal maintenance due. |  |  |  |  | ZS Transformers | [Tapchanger] |  |  |  |  | 9 | inspect | Z186Cyclometer threshold met - normal maintenance due. | 1
RCM - Zone Substations | TC010701 Full Maintenance - 25,000 Ops | ZS Substation Preventative | Z186 | Oil contamination - moisture. |  |  |  |  | ZS Transformers | [Tapchanger] |  |  |  |  | 11 | inspect | Z186Oil contamination - moisture. | 1
RCM - Zone Substations | TC010701 Full Maintenance - 50,000 Ops | ZS Substation Preventative | Z187 | Cyclometer threshold met - normal maintenance due. |  |  |  |  | ZS Transformers | [Tapchanger] |  |  |  |  | 10 | inspect | Z187Cyclometer threshold met - normal maintenance due. | 1
RCM - Zone Substations | TC010701 Full Maintenance - 50,000 Ops | ZS Substation Preventative | Z187 | Oil contamination - moisture. |  |  |  |  | ZS Transformers | [Tapchanger] |  |  |  |  | 12 | inspect | Z187Oil contamination - moisture. | 1
RCM - Zone Substations | TC010701 Full Maintenance 6yr | ZS Substation Preventative | Z241 | [5 empty] | ZS Transformers | [Tapchanger] |  |  |  |  | 0 | inspect | Z241 | 1
RCM - Zone Substations | TC010701 Oil Sample (Moisture) - 3 yr | ZS Substation Preventative | Z139 | [5 empty] | ZS Transformers | [Tapchanger] |  |  |  |  | 0 | inspect | Z139 | 1
RCM - Zone Substations | TC011001 Conditional Oil Change - 6 yr | ZS Substation Preventative | Z140 | [5 empty] | ZS Transformers | [Tapchanger] |  |  |  |  | 0 | modify | Z140 | 1
RCM - Zone Substations | TC011001 Full Maintenance - 15,000 Ops | ZS Substation Preventative | Z188 | Cyclometer threshold met - normal maintenance due. |  |  |  |  | ZS Transformers | [Tapchanger] |  |  |  |  | 11 | inspect | Z188Cyclometer threshold met - normal maintenance due. | 1
RCM - Zone Substations | TC011001 Full Maintenance - 15,000 Ops | ZS Substation Preventative | Z188 | Oil contamination - moisture. |  |  |  |  | ZS Transformers | [Tapchanger] |  |  |  |  | 13 | inspect | Z188Oil contamination - moisture. | 1
RCM - Zone Substations | TC011001 Full Maintenance 6yr | ZS Substation Preventative | Z242 | [5 empty] | ZS Transformers | [Tapchanger] |  |  |  |  | 0 | inspect | Z242 | 1
RCM - Zone Substations | TC011101 Conditional Oil Change - 6 yr | ZS Substation Preventative | Z141 | [5 empty] | ZS Transformers | [Tapchanger] |  |  |  |  | 0 | modify | Z141 | 1
RCM - Zone Substations | TC011101 Full Maintenance - 400,000 Ops | ZS Substation Preventative | Z189 | Cyclometer threshold met - normal maintenance due. |  |  |  |  | ZS Transformers | [Tapchanger] |  |  |  |  | 12 | inspect | Z189Cyclometer threshold met - normal maintenance due. | 1
RCM - Zone Substations | TC011101 Full Maintenance - 400,000 Ops | ZS Substation Preventative | Z189 | Oil contamination - moisture. |  |  |  |  | ZS Transformers | [Tapchanger] |  |  |  |  | 14 | inspect | Z189Oil contamination - moisture. | 1
RCM - Zone Substations | TC011101 Full Maintenance - 50,000 Ops | ZS Substation Preventative | Z190 | Cyclometer threshold met - normal maintenance due. |  |  |  |  | ZS Transformers | [Tapchanger] |  |  |  |  | 13 | inspect | Z190Cyclometer threshold met - normal maintenance due. | 1
RCM - Zone Substations | TC011101 Full Maintenance - 50,000 Ops | ZS Substation Preventative | Z190 | Oil contamination - moisture. |  |  |  |  | ZS Transformers | [Tapchanger] |  |  |  |  | 15 | inspect | Z190Oil contamination - moisture. | 1
RCM - Zone Substations | TC011101 Full Maintenance 6yr | ZS Substation Preventative | Z243 | [5 empty] | ZS Transformers | [Tapchanger] |  |  |  |  | 0 | inspect | Z243 | 1
RCM - Zone Substations | TC011201 Full Maintenance - 15,000 Ops | ZS Substation Preventative | Z191 | Cyclometer threshold met - normal maintenance due. |  |  |  |  | ZS Transformers | [Tapchanger] |  |  |  |  | 14 | inspect | Z191Cyclometer threshold met - normal maintenance due. | 1
RCM - Zone Substations | TC011201 Full Maintenance - 15,000 Ops | ZS Substation Preventative | Z191 | Oil contamination - moisture. |  |  |  |  | ZS Transformers | [Tapchanger] |  |  |  |  | 16 | inspect | Z191Oil contamination - moisture. | 1
RCM - Zone Substations | TC011201 Full Maintenance 6yr | ZS Substation Preventative | Z244 | [5 empty] | ZS Transformers | [Tapchanger] |  |  |  |  | 0 | inspect | Z244 | 1
RCM - Zone Substations | TC011201 Oil Sample (Moisture) - 3 yr | ZS Substation Preventative | Z142 | [5 empty] | ZS Transformers | [Tapchanger] |  |  |  |  | 0 | inspect | Z142 | 1
RCM - Zone Substations | TC011501 Full Maintenance - 25,000 Ops | ZS Substation Preventative | Z192 | Cyclometer threshold met - normal maintenance due. |  |  |  |  | ZS Transformers | [Tapchanger] |  |  |  |  | 15 | inspect | Z192Cyclometer threshold met - normal maintenance due. | 1
RCM - Zone Substations | TC011501 Full Maintenance - 25,000 Ops | ZS Substation Preventative | Z192 | Oil contamination - moisture. |  |  |  |  | ZS Transformers | [Tapchanger] |  |  |  |  | 17 | inspect | Z192Oil contamination - moisture. | 1
RCM - Zone Substations | TC011501 Full Maintenance - 400,000 Ops | ZS Substation Preventative | Z193 | Cyclometer threshold met - normal maintenance due. |  |  |  |  | ZS Transformers | [Tapchanger] |  |  |  |  | 16 | inspect | Z193Cyclometer threshold met - normal maintenance due. | 1
RCM - Zone Substations | TC011501 Full Maintenance - 400,000 Ops | ZS Substation Preventative | Z193 | Oil contamination - moisture. |  |  |  |  | ZS Transformers | [Tapchanger] |  |  |  |  | 18 | inspect | Z193Oil contamination - moisture. | 1
RCM - Zone Substations | TC011501 Full Maintenance 6yr | ZS Substation Preventative | Z245 | [5 empty] | ZS Transformers | [Tapchanger] |  |  |  |  | 0 | inspect | Z245 | 1
RCM - Zone Substations | TC011501 Oil Sample (Moisture) - 3 yr | ZS Substation Preventative | Z143 | [5 empty] | ZS Transformers | [Tapchanger] |  |  |  |  | 0 | inspect | Z143 | 1
RCM - Zone Substations | TC011601 Full Maintenance - 25,000 Ops | ZS Substation Preventative | Z194 | Cyclometer threshold met - normal maintenance due. |  |  |  |  | ZS Transformers | [Tapchanger] |  |  |  |  | 17 | inspect | Z194Cyclometer threshold met - normal maintenance due. | 1
RCM - Zone Substations | TC011601 Full Maintenance - 25,000 Ops | ZS Substation Preventative | Z194 | Oil contamination - moisture. |  |  |  |  | ZS Transformers | [Tapchanger] |  |  |  |  | 19 | inspect | Z194Oil contamination - moisture. | 1
RCM - Zone Substations | TC011601 Full Maintenance - 400,000 Ops | ZS Substation Preventative | Z195 | Cyclometer threshold met - normal maintenance due. |  |  |  |  | ZS Transformers | [Tapchanger] |  |  |  |  | 18 | inspect | Z195Cyclometer threshold met - normal maintenance due. | 1
RCM - Zone Substations | TC011601 Full Maintenance - 400,000 Ops | ZS Substation Preventative | Z195 | Oil contamination - moisture. |  |  |  |  | ZS Transformers | [Tapchanger] |  |  |  |  | 20 | inspect | Z195Oil contamination - moisture. | 1
RCM - Zone Substations | TC011601 Full Maintenance 6yr | ZS Substation Preventative | Z246 | [5 empty] | ZS Transformers | [Tapchanger] |  |  |  |  | 0 | inspect | Z246 | 1
RCM - Zone Substations | TC011601 Oil Sample (Moisture) - 3 yr | ZS Substation Preventative | Z144 | [5 empty] | ZS Transformers | [Tapchanger] |  |  |  |  | 0 | inspect | Z144 | 1
RCM - Zone Substations | TC012201 Conditional Oil Change - 6 yr | ZS Substation Preventative | Z145 | [5 empty] | ZS Transformers | [Tapchanger] |  |  |  |  | 0 | modify | Z145 | 1
RCM - Zone Substations | TC012201 Full Maintenance - 300,000 Ops | ZS Substation Preventative | Z196 | Cyclometer threshold met - normal maintenance due. |  |  |  |  | ZS Transformers | [Tapchanger] |  |  |  |  | 19 | inspect | Z196Cyclometer threshold met - normal maintenance due. | 1
RCM - Zone Substations | TC012201 Full Maintenance - 70,000 Ops | ZS Substation Preventative | Z197 | Cyclometer threshold met - normal maintenance due. |  |  |  |  | ZS Transformers | [Tapchanger] |  |  |  |  | 20 | inspect | Z197Cyclometer threshold met - normal maintenance due. | 1
RCM - Zone Substations | TC012201 Full Maintenance 6yr | ZS Substation Preventative | Z247 | [5 empty] | ZS Transformers | [Tapchanger] |  |  |  |  | 0 | inspect | Z247 | 1
RCM - Zone Substations | TC012202 Conditional Oil Change - 6 yr | ZS Substation Preventative | Z146 | [5 empty] | ZS Transformers | [Tapchanger] |  |  |  |  | 0 | modify | Z146 | 1
RCM - Zone Substations | TC012202 Full Maintenance - 100,000 Ops | ZS Substation Preventative | Z198 | Coarse selector switch tracking - carbon/metallic particles. |  |  |  |  | ZS Transformers | [Tapchanger] |  |  |  |  | 2 | inspect | Z198Coarse selector switch tracking - carbon/metallic particles. | 1
RCM - Zone Substations | TC012202 Full Maintenance - 100,000 Ops | ZS Substation Preventative | Z198 | Cyclometer threshold met - normal maintenance due. |  |  |  |  | ZS Transformers | [Tapchanger] |  |  |  |  | 21 | inspect | Z198Cyclometer threshold met - normal maintenance due. | 1
RCM - Zone Substations | TC012202 Full Maintenance - 200,000 Ops | ZS Substation Preventative | Z199 | Coarse selector switch tracking - carbon/metallic particles. |  |  |  |  | ZS Transformers | [Tapchanger] |  |  |  |  | 3 | inspect | Z199Coarse selector switch tracking - carbon/metallic particles. | 1
RCM - Zone Substations | TC012202 Full Maintenance - 200,000 Ops | ZS Substation Preventative | Z199 | Cyclometer threshold met - normal maintenance due. |  |  |  |  | ZS Transformers | [Tapchanger] |  |  |  |  | 22 | inspect | Z199Cyclometer threshold met - normal maintenance due. | 1
RCM - Zone Substations | TC012202 Full Maintenance - 25,000 Ops | ZS Substation Preventative | Z200 | Coarse selector switch tracking - carbon/metallic particles. |  |  |  |  | ZS Transformers | [Tapchanger] |  |  |  |  | 4 | inspect | Z200Coarse selector switch tracking - carbon/metallic particles. | 1
RCM - Zone Substations | TC012202 Full Maintenance - 25,000 Ops | ZS Substation Preventative | Z200 | Cyclometer threshold met - normal maintenance due. |  |  |  |  | ZS Transformers | [Tapchanger] |  |  |  |  | 23 | inspect | Z200Cyclometer threshold met - normal maintenance due. | 1
RCM - Zone Substations | TC012202 Full Maintenance 6yr | ZS Substation Preventative | Z248 | [5 empty] | ZS Transformers | [Tapchanger] |  |  |  |  | 0 | inspect | Z248 | 1
RCM - Zone Substations | TC012203 Conditional Oil Change - 6 yr | ZS Substation Preventative | Z147 | [5 empty] | ZS Transformers | [Tapchanger] |  |  |  |  | 0 | modify | Z147 | 1
RCM - Zone Substations | TC012203 Full Maintenance - 100,000 Ops | ZS Substation Preventative | Z201 | Cyclometer threshold met - normal maintenance due. |  |  |  |  | ZS Transformers | [Tapchanger] |  |  |  |  | 24 | inspect | Z201Cyclometer threshold met - normal maintenance due. | 1
RCM - Zone Substations | TC012203 Full Maintenance - 100,000 Ops | ZS Substation Preventative | Z201 | Oil contamination - moisture. |  |  |  |  | ZS Transformers | [Tapchanger] |  |  |  |  | 21 | inspect | Z201Oil contamination - moisture. | 1
RCM - Zone Substations | TC012203 Full Maintenance - 200,000 Ops | ZS Substation Preventative | Z202 | Cyclometer threshold met - normal maintenance due. |  |  |  |  | ZS Transformers | [Tapchanger] |  |  |  |  | 25 | inspect | Z202Cyclometer threshold met - normal maintenance due. | 1
RCM - Zone Substations | TC012203 Full Maintenance - 200,000 Ops | ZS Substation Preventative | Z202 | Oil contamination - moisture. |  |  |  |  | ZS Transformers | [Tapchanger] |  |  |  |  | 22 | inspect | Z202Oil contamination - moisture. | 1
RCM - Zone Substations | TC012203 Full Maintenance - 400,000 Ops | ZS Substation Preventative | Z203 | Cyclometer threshold met - normal maintenance due. |  |  |  |  | ZS Transformers | [Tapchanger] |  |  |  |  | 26 | inspect | Z203Cyclometer threshold met - normal maintenance due. | 1
RCM - Zone Substations | TC012203 Full Maintenance - 400,000 Ops | ZS Substation Preventative | Z203 | Oil contamination - moisture. |  |  |  |  | ZS Transformers | [Tapchanger] |  |  |  |  | 23 | inspect | Z203Oil contamination - moisture. | 1
RCM - Zone Substations | TC012203 Full Maintenance - 50,000 Ops | ZS Substation Preventative | Z204 | Cyclometer threshold met - normal maintenance due. |  |  |  |  | ZS Transformers | [Tapchanger] |  |  |  |  | 27 | inspect | Z204Cyclometer threshold met - normal maintenance due. | 1
RCM - Zone Substations | TC012203 Full Maintenance - 50,000 Ops | ZS Substation Preventative | Z204 | Oil contamination - moisture. |  |  |  |  | ZS Transformers | [Tapchanger] |  |  |  |  | 24 | inspect | Z204Oil contamination - moisture. | 1
RCM - Zone Substations | TC012203 Full Maintenance 6yr | ZS Substation Preventative | Z249 | [5 empty] | ZS Transformers | [Tapchanger] |  |  |  |  | 0 | inspect | Z249 | 1
RCM - Zone Substations | TC012205 Conditional Oil Change - 6 yr | ZS Substation Preventative | Z148 | [5 empty] | ZS Transformers | [Tapchanger] |  |  |  |  | 0 | modify | Z148 | 1
RCM - Zone Substations | TC012205 Full Maintenance - 100,000 Ops | ZS Substation Preventative | Z205 | Cyclometer threshold met - normal maintenance due. |  |  |  |  | ZS Transformers | [Tapchanger] |  |  |  |  | 28 | inspect | Z205Cyclometer threshold met - normal maintenance due. | 1
RCM - Zone Substations | TC012205 Full Maintenance - 100,000 Ops | ZS Substation Preventative | Z205 | Oil contamination - moisture. |  |  |  |  | ZS Transformers | [Tapchanger] |  |  |  |  | 25 | inspect | Z205Oil contamination - moisture. | 1
RCM - Zone Substations | TC012205 Full Maintenance - 400,000 Ops | ZS Substation Preventative | Z206 | Cyclometer threshold met - normal maintenance due. |  |  |  |  | ZS Transformers | [Tapchanger] |  |  |  |  | 29 | inspect | Z206Cyclometer threshold met - normal maintenance due. | 1
RCM - Zone Substations | TC012205 Full Maintenance - 400,000 Ops | ZS Substation Preventative | Z206 | Oil contamination - moisture. |  |  |  |  | ZS Transformers | [Tapchanger] |  |  |  |  | 26 | inspect | Z206Oil contamination - moisture. | 1
RCM - Zone Substations | TC012205 Full Maintenance - 50,000 Ops | ZS Substation Preventative | Z207 | Cyclometer threshold met - normal maintenance due. |  |  |  |  | ZS Transformers | [Tapchanger] |  |  |  |  | 30 | inspect | Z207Cyclometer threshold met - normal maintenance due. | 1
RCM - Zone Substations | TC012205 Full Maintenance - 50,000 Ops | ZS Substation Preventative | Z207 | Oil contamination - moisture. |  |  |  |  | ZS Transformers | [Tapchanger] |  |  |  |  | 27 | inspect | Z207Oil contamination - moisture. | 1
RCM - Zone Substations | TC012205 Full Maintenance 6yr | ZS Substation Preventative | Z250 | [5 empty] | ZS Transformers | [Tapchanger] |  |  |  |  | 0 | inspect | Z250 | 1
RCM - Zone Substations | TC012206 Conditional Oil Change - 6 yr | ZS Substation Preventative | Z149 | [5 empty] | ZS Transformers | [Tapchanger] |  |  |  |  | 0 | modify | Z149 | 1
RCM - Zone Substations | TC012206 Full Maintenance - 25,000 Ops | ZS Substation Preventative | Z208 | Cyclometer threshold met - normal maintenance due. |  |  |  |  | ZS Transformers | [Tapchanger] |  |  |  |  | 31 | inspect | Z208Cyclometer threshold met - normal maintenance due. | 1
RCM - Zone Substations | TC012206 Full Maintenance - 400,000 Ops | ZS Substation Preventative | Z209 | Cyclometer threshold met - normal maintenance due. |  |  |  |  | ZS Transformers | [Tapchanger] |  |  |  |  | 32 | inspect | Z209Cyclometer threshold met - normal maintenance due. | 1
RCM - Zone Substations | TC012206 Full Maintenance 6yr | ZS Substation Preventative | Z251 | [5 empty] | ZS Transformers | [Tapchanger] |  |  |  |  | 0 | inspect | Z251 | 1
RCM - Zone Substations | TC019901 Full Maintenance - 400,000 Ops | ZS Substation Preventative | Z210 | Cyclometer threshold met - normal maintenance due. |  |  |  |  | ZS Transformers | [Tapchanger] |  |  |  |  | 33 | inspect | Z210Cyclometer threshold met - normal maintenance due. | 1
RCM - Zone Substations | TC019901 Full Maintenance - 400,000 Ops | ZS Substation Preventative | Z210 | Oil contamination - moisture. |  |  |  |  | ZS Transformers | [Tapchanger] |  |  |  |  | 28 | inspect | Z210Oil contamination - moisture. | 1
RCM - Zone Substations | TC019901 Full Maintenance - 50,000 Ops | ZS Substation Preventative | Z211 | Cyclometer threshold met - normal maintenance due. |  |  |  |  | ZS Transformers | [Tapchanger] |  |  |  |  | 34 | inspect | Z211Cyclometer threshold met - normal maintenance due. | 1
RCM - Zone Substations | TC019901 Full Maintenance - 50,000 Ops | ZS Substation Preventative | Z211 | Oil contamination - moisture. |  |  |  |  | ZS Transformers | [Tapchanger] |  |  |  |  | 29 | inspect | Z211Oil contamination - moisture. | 1
RCM - Zone Substations | TC019901 Full Maintenance 6yr | ZS Substation Preventative | Z252 | [5 empty] | ZS Transformers | [Tapchanger] |  |  |  |  | 0 | inspect | Z252 | 1
RCM - Zone Substations | TC019901 Oil Sample (Moisture) - 3 yr | ZS Substation Preventative | Z150 | [5 empty] | ZS Transformers | [Tapchanger] |  |  |  |  | 0 | inspect | Z150 | 1
RCM - Zone Substations | TC019902 - Tap Changer Maint - Hyundai Tx - 1Yr | ZS Substation Preventative | Z177 | Cyclometer threshold met - normal maintenance due. |  |  |  |  | ZS Transformers | [Tapchanger] |  |  |  |  | 35 | inspect | Z177Cyclometer threshold met - normal maintenance due. | 1
RCM - Zone Substations | TC019902 - Tap Changer Maint - Hyundai Tx - 1Yr | ZS Substation Preventative | Z177 | Oil contamination - moisture. |  |  |  |  | ZS Transformers | [Tapchanger] |  |  |  |  | 30 | inspect | Z177Oil contamination - moisture. | 1
RCM - Zone Substations | TC019902 Conditional Oil Change - 6 yr | ZS Substation Preventative | Z151 | [5 empty] | ZS Transformers | [Tapchanger] |  |  |  |  | 0 | modify | Z151 | 1
RCM - Zone Substations | TC019902 Full Maintenance - 100,000 Ops | ZS Substation Preventative | Z212 | Cyclometer threshold met - normal maintenance due. |  |  |  |  | ZS Transformers | [Tapchanger] |  |  |  |  | 36 | inspect | Z212Cyclometer threshold met - normal maintenance due. | 1
RCM - Zone Substations | TC019902 Full Maintenance - 100,000 Ops | ZS Substation Preventative | Z212 | Oil contamination - moisture. |  |  |  |  | ZS Transformers | [Tapchanger] |  |  |  |  | 31 | inspect | Z212Oil contamination - moisture. | 1
RCM - Zone Substations | TC019902 Full Maintenance - 30,000 Ops | ZS Substation Preventative | Z213 | Cyclometer threshold met - normal maintenance due. |  |  |  |  | ZS Transformers | [Tapchanger] |  |  |  |  | 37 | inspect | Z213Cyclometer threshold met - normal maintenance due. | 1
RCM - Zone Substations | TC019902 Full Maintenance - 30,000 Ops | ZS Substation Preventative | Z213 | Oil contamination - moisture. |  |  |  |  | ZS Transformers | [Tapchanger] |  |  |  |  | 32 | inspect | Z213Oil contamination - moisture.
RCM - Zone Substations | TC019902 Full Maintenance 6yr | ZS Substation Preventative | Z253 | [5 empty] | ZS Transformers | [Tapchanger] |  |  |  |  | 0
Zone Sub | TCR - SC - Control/Protection/Indication defect | ZS Substation Corrective | TC4 | [5 empty] | ZS Transformers | [Tapchanger - Indication] | {broken} | (any reason) |  |  | 0 | repair | TC4 | 1
Zone Sub | TCR - SC - Divertor/Selector Contacts | ZS Substation Corrective | TC6 | [5 empty] | ZS Transformers | [Tapchanger - Moving contact system] | {broken} | (any reason) |  |  | 0 | repair | TC6 | 1
Zone Sub | TCR - SC - External Damage | ZS Substation Corrective | TC7 | [5 empty] | ZS Transformers | [Tapchanger - Tank] | {broken} | (any reason) |  |  | 0 | repair | TC7 | 1
Zone Sub | TCR - SC - Insulation Quality | ZS Substation Corrective | TC5 | [5 empty] | ZS Transformers | [Tapchanger - Insulation - Other] | {loss of dielectric strength} | (any reason) |  |  | 0 | repair | TC5 | 1
Zone Sub | TCR - SC - Mechanical defect | ZS Substation Corrective | TC18 | [5 empty] | ZS Transformers | [Tapchanger - Motorbox] | {broken} | (any reason) |  |  | 0 | repair | TC18 | 1
Zone Sub | TCR - SC - Oil Leak | ZS Substation Corrective | TC1 | [5 empty] | ZS Transformers | [Tapchanger - Tank] | {leaking} | (any reason) |  |  | 0 | repair | TC1 | 1
Zone Sub | TCR - SC - Other Defects | ZS Substation Corrective | TC8 | [5 empty] | ZS Transformers | [Tapchanger] | {broken} | (any reason) |  |  | 0 | repair | TC8 | 1
RCM - Zone Substations | Cable box repair / replace. | ZS Substation Corrective | Y00T | Cable box loss of compound - over heating. | X02F |  |  |  | Switchboard | [Switchboard - Cable] | {broken} | (any reason) |  |  | 1 |  | Y00TX02F | SB029901
Zone Sub | Third Party Switching | ZS Substation Corrective | TPS1 | [11 empty] | 0 |  | TPS1 | #N/A
RCM - Zone Substations | Top up CVT oil level. | ZS Substation Corrective | Y05P | Oil loss of dielectric strength - low oil level. | X12X | [9 empty] | 2 |  | Y05PX12X | VT059901
RCM - Zone Substations | Top up CVT oil level. | ZS Substation Corrective | Y05P | Oil seals leak - age degradation. | X12L | [9 empty] | 2 |  | Y05PX12L | VT059901
RCM - Zone Substations | CB repair. | ZS Substation Corrective | Y076 | Circuit breaker insulation breakdown - age degradation. | X03L |  |  |  | Switchboard | [Circuit breaker - Insulation] | {broken} | (any reason) |  |  | 1 |  | Y076X03L | SB039901
RCM - Zone Substations | CB repair. | ZS Substation Corrective | Y076 | Circuit breaker surface tracking - contamination. | X03P |  |  |  | Switchboard | [Circuit breaker - Insulation] | {tracking} | (surface contamination) |  |  | 1 |  | Y076X03P | SB039901
RCM - Zone Substations | CB repair. | ZS Substation Corrective | Y076 | Circuit breaker surface tracking - epoxy/resin breakdown. | X03Q |  |  |  | Switchboard | [Circuit breaker - Insulation] | {tracking} | (surface contamination) |  |  | 1 |  | Y076X03Q | SB039901
RCM - Zone Substations | CB replace. | ZS Substation Corrective | Y077 | Circuit breaker insulation breakdown - age degradation. | X03L |  |  |  | Switchboard | [Circuit breaker - Insulation] | {broken} | (any reason) |  |  | 2 |  | Y077X03L | SB039901
RCM - Zone Substations | CB replace. | ZS Substation Corrective | Y077 | Circuit breaker surface tracking - contamination. | X03P |  |  |  | Switchboard | [Circuit breaker - Insulation] | {tracking} | (surface contamination) |  |  | 2 |  | Y077X03P | SB039901
RCM - Zone Substations | CB replace. | ZS Substation Corrective | Y077 | Circuit breaker surface tracking - epoxy/resin breakdown. | X03Q |  |  |  | Switchboard | [Circuit breaker - Insulation] | {tracking} | (surface contamination) |  |  | 2 |  | Y077X03Q | SB039901
RCM - Zone Substations | Commissioning - Switch | ZS Projects | W00K | [5 empty] | Switchboard | [5 empty] | 0 |  | W00K | #N/A
RCM - Zone Substations | Earth Switch repair/replace. | ZS Substation Corrective | Y07C | Earth mechanism open circuit earth - operator error. | X09P |  |  |  | Switchboard | [Switchboard - Switches] | {broken} | (any reason) |  |  | 1 |  | Y07CX09P | SB019901
RCM - Zone Substations | Earth Switch repair/replace. | ZS Substation Corrective | Y07C | Earth switch contacts open circuit - joint fatigue. | X09Q |  |  |  | Switchboard | [Switchboard - Switches] | {broken} | (any reason) |  |  | 1 |  | Y07CX09Q | SB019901
RCM - Zone Substations | Earth Switch repair/replace. | ZS Substation Corrective | Y07C | Earth switch contacts open circuit - mechanical failure. | X09R |  |  |  | Switchboard | [Switchboard - Switches] | {broken} | (any reason) |  |  | 1 |  | Y07CX09R | SB019901
RCM - Zone Substations | Earth Switch repair/replace. | ZS Substation Corrective | Y07C | Earth switch contacts open circuit - misalignment. | X09S |  |  |  | Switchboard | [Switchboard - Switches] | {misaligned} | (any reason) |  |  | 1 |  | Y07CX09S | SB019901
RCM - Zone Substations | Earth Switch repair/replace. | ZS Substation Corrective | Y07C | Earth switch contacts open circuit - switch onto fault. | X09T |  |  |  | Switchboard | [Switchboard - Switches] | {broken} | (any reason) |  |  | 1 |  | Y07CX09T | SB019901
RCM - Zone Substations | Instrument transformer replace. | ZS Substation Corrective | Y07F | Circuit breaker high resistance - vacuum interrupter. | X03K |  |  |  | Switchboard | [Circuit breaker - Interrupter] | {high resistance} | (any reason) |  |  | 1 |  | Y07FX03K | SB039901
RCM - Zone Substations | Instrument transformer replace. | ZS Substation Corrective | Y07F | Instrument transformer block insulation breakdown - heating. | X0DL |  |  |  | Switchboard | [Switchboard - Instrument Transformers] | {broken} | (any reason) |  |  | 1 |  | Y07FX0DL | SB019901
RCM - Zone Substations | Instrument transformer replace. | ZS Substation Corrective | Y07F | Instrument transformer block surface tracking - epoxy/resin breakdown. | X0DM |  |  |  | Switchboard | [Switchboard - Instrument Transformers] | {broken} | (any reason) |  |  | 1 |  | Y07FX0DM | SB019901
RCM - Zone Substations | Insulator clean/repair/replace. | ZS Substation Corrective | Y07G | Insulator mechanical failure - mechanical forces. | X0E1 |  |  |  | Switchboard | [Switchboard - Insulation] | {broken} | (any reason) |  |  | 1 |  | Y07GX0E1 | SB019901
RCM - Zone Substations | Insulator clean/repair/replace. | ZS Substation Corrective | Y07G | Insulator partial discharge - internal void. | X0E2 |  |  |  | Switchboard | [Switchboard - Insulation] | {broken} | (any reason) |  |  | 1 |  | Y07GX0E2 | SB019901
RCM - Zone Substations | Insulator clean/repair/replace. | ZS Substation Corrective | Y07G | Insulator partial discharge - poor clearances. | X0E3 |  |  |  | Switchboard | [Switchboard - Insulation] | {broken} | (any reason) |  |  | 1 |  | Y07GX0E3 | SB019901
RCM - Zone Substations | Insulator clean/repair/replace. | ZS Substation Corrective | Y07G | Insulator surface tracking - age degradation. | X0E4 |  |  |  | Switchboard | [Switchboard - Insulation] | {broken} | (any reason) |  |  | 1 |  | Y07GX0E4 | SB019901
RCM - Zone Substations | Insulator clean/repair/replace. | ZS Substation Corrective | Y07G | Insulator surface tracking - moisture. | X0E5 |  |  |  | Switchboard | [Switchboard - Insulation] | {tracking} | (surface contamination) |  |  | 1 |  | Y07GX0E5 | SB019901
RCM - Zone Substations | Interlocking mechanism adjust / repair / replace. | ZS Substation Corrective | Y07H | Electrical interlock unable to operate - open circuit. | X09Z |  |  |  | Switchboard | [Switchboard - Interlocks] | {broken} | (any reason) |  |  | 1 |  | Y07HX09Z | SB019901
RCM - Zone Substations | Interlocking mechanism adjust / repair / replace. | ZS Substation Corrective | Y07H | Mechanical interlock unable to operate - lack lubrication. | X0G2 |  |  |  | Switchboard | [Switchboard - Interlocks] | {broken} | (build up of material) |  |  | 1 |  | Y07HX0G2 | SB019901
RCM - Zone Substations | Interlocking mechanism adjust / repair / replace. | ZS Substation Corrective | Y07H | Mechanical interlock unable to operate - mechanical damage. | X0G3 |  |  |  | Switchboard | [Switchboard - Interlocks] | {broken} | (any reason) |  |  | 1 |  | Y07HX0G3 | SB019901
RCM - Zone Substations | Jack bus switch repair/replace. | ZS Substation Corrective | Y028 | Switch contacts open circuit - joint fatigue. | X0SA |  |  |  | Switchboard | [Switchboard - Switches] | {broken} | (any reason) |  |  | 1 |  | Y028X0SA | SB019902
RCM - Zone Substations | Jack bus switch repair/replace. | ZS Substation Corrective | Y028 | Switch contacts open circuit - mechanical failure. | X0SB |  |  |  | Switchboard | [Switchboard - Switches] | {broken} | (any reason) |  |  | 1 |  | Y028X0SB | SB019902
RCM - Zone Substations | TX bladder replace. | ZS Substation Corrective | Y05S | Bladder (external) ruptured - age degradation. |  |  |  |  | ZS Transformers | [Transformer - Peripherals - Other] | {broken} | (any reason) |  |  | 1 | repair | Y05SBladder (external) ruptured - age degradation. | 1
RCM - Zone Substations | TX bladder replace. | ZS Substation Corrective | Y05S | Bladder (internal) obstructing breather - rupture. |  |  |  |  | ZS Transformers | [Transformer - Peripherals - Other] | {broken} | (any reason) |  |  | 1 | repair | Y05SBladder (internal) obstructing breather - rupture. | 1
RCM - Zone Substations | TX breather upgrade. | ZS Substation Corrective | Y05T | TX breather moisture ingress - undersized. |  |  |  |  | ZS Transformers | [Transformer - Peripherals - Other] | {broken} | (any reason) |  |  | 1 | repair | Y05TTX breather moisture ingress - undersized. | 1
RCM - Zone Substations | TX bushing clean / repair. | ZS Substation Corrective | Y05U | External bushing damaged porcelain - flashover - lightning. |  |  |  |  | ZS Transformers | [Bushing - Housing] | {short circuit} | (lightning strike) |  |  | 1
RCM - Zone Substations | TX bushing clean / repair. | ZS Substation Corrective | Y05U | External bushing damaged porcelain - mechanical impact |  |  |  |  | ZS Transformers | [Bushing - Housing] | {broken} | (any reason) |  |  | 1
RCM - Zone Substations | TX bushing clean / repair. | ZS Substation Corrective | Y05U | External bushing damaged porcelain - vandalism. |  |  |  |  | ZS Transformers | [Bushing - Housing] | {damaged} | (impact) |  |  | 1
RCM - Zone Substations | TX bushing clean / repair. | ZS Substation Corrective | Y05U | External bushing damaged porcelain - wildlife. |  |  |  |  | ZS Transformers | [Bushing - Housing] | {damaged} | (wildlife) |  |  | 1
RCM - Zone Substations | TX bushing clean / repair. | ZS Substation Corrective | Y05U | External bushing low resistance - surface contamination. |  |  |  |  | ZS Transformers | [Bushing - Housing] | {tracking} | (surface contamination) |  |  | 1
RCM - Zone Substations | TX bushing clean / repair. | ZS Substation Corrective | Y05U | External bushing internal fault - contaminated oil. |  |  |  |  | ZS Transformers | [Bushing - Insulation] | {broken} | (any reason) |  |  | 1
RCM - Zone Substations | TX bushing clean / repair. | ZS Substation Corrective | Y05U | External bushing internal fault - delamination (age deterioration) |  |  |  |  | ZS Transformers | [Bushing - Insulation] | {broken} | (any reason) |  |  | 1
RCM - Zone Substations | TX bushing clean / repair. | ZS Substation Corrective | Y05U | External bushing internal fault - loss of capacitive grading. |  |  |  |  | ZS Transformers | [Bushing - Insulation] | {broken} | (any reason) |  |  | 1
RCM - Zone Substations | TX bushing clean / repair. | ZS Substation Corrective | Y05U | External bushing internal fault - moisture ingress from defective seals. |  |  |  |  | ZS Transformers | [Bushing - Insulation] | {broken} | (any reason) |  |  | 1
RCM - Zone Substations | TX bushing clean / repair. | ZS Substation Corrective | Y05U | External bushing internal fault - oil loss. |  |  |  |  | ZS Transformers | [Bushing - Insulation] | {broken} | (any reason) |  |  | 1
RCM - Zone Substations | TX bushing clean / repair. | ZS Substation Corrective | Y05U | External bushing internal fault - DLA test point earthing defective |  |  |  |  | ZS Transformers | [Bushing - Test tap] | {damaged} | (impact) |  |  | 1
RCM - Zone Substations | TX bushing connection clean / repair. | ZS Substation Corrective | Y05V | Bushings faulty connection - corrosion / poor connection. |  |  |  |  | ZS Transformers | [Bushing - Conductor] | {damaged} | (corrosion) |  |  | 1 | repair | Y05VBushings faulty connection - corrosion / poor connection. | 1
RCM - Zone Substations | TX bushing replace. | ZS Substation Corrective | Y05W | External bushing damaged porcelain - flashover - lightning. |  |  |  |  | ZS Transformers | [Bushing - Housing] | {short circuit} | (lightning strike) |  |  | 2
RCM - Zone Substations | TX bushing replace. | ZS Substation Corrective | Y05W | External bushing damaged porcelain - mechanical impact |  |  |  |  | ZS Transformers | [Bushing - Housing] | {damaged} | (impact) |  |  | 2
RCM - Zone Substations | TX bushing replace. | ZS Substation Corrective | Y05W | External bushing damaged porcelain - vandalism. |  |  |  |  | ZS Transformers | [Bushing - Housing] | {damaged} | (impact) |  |  | 2
RCM - Zone Substations | TX bushing replace. | ZS Substation Corrective | Y05W | External bushing damaged porcelain - wildlife. |  |  |  |  | ZS Transformers | [Bushing - Housing] | {damaged} | (wildlife) |  |  | 2
RCM - Zone Substations | TX bushing replace. | ZS Substation Corrective | Y05W | Internal bushing damaged porcelain - movement |  |  |  |  | ZS Transformers | [Bushing - Housing] | {broken} | (any reason) |  |  | 1
RCM - Zone Substations | TX bushing replace. | ZS Substation Corrective | Y05W | External bushing internal fault - contaminated oil. |  |  |  |  | ZS Transformers | [Bushing - Insulation] | {broken} | (any reason) |  |  | 2
RCM - Zone Substations | TX bushing replace. | ZS Substation Corrective | Y05W | External bushing internal fault - delamination (age deterioration) |  |  |  |  | ZS Transformers | [Bushing - Insulation] | {broken} | (any reason) |  |  | 2
RCM - Zone Substations | TX bushing replace. | ZS Substation Corrective | Y05W | External bushing internal fault - loss of capacitive grading. |  |  |  |  | ZS Transformers | [Bushing - Insulation] | {broken} | (any reason) |  |  | 2
RCM - Zone Substations | TX bushing replace. | ZS Substation Corrective | Y05W | External bushing internal fault - moisture ingress from defective seals. |  |  |  |  | ZS Transformers | [Bushing - Insulation] | {broken} | (any reason) |  |  | 2
RCM - Zone Substations | TX bushing replace. | ZS Substation Corrective | Y05W | External bushing internal fault - DLA test point earthing defective |  |  |  |  | ZS Transformers | [Bushing - Test tap] | {broken} | (any reason) |  |  | 2
RCM - Zone Substations | TX bushing replace. | ZS Substation Corrective | Y05W | Tank failure to contain oil - tank bushing leaks. |  |  |  |  | ZS Transformers | [Bushing] | {leaking} | (any reason) |  |  | 1
RCM - Zone Substations | TX bushing vermin guard install. | ZS Substation Corrective | Y05X | External bushing damaged porcelain - wildlife. |  |  |  |  | ZS Transformers | [Bushing - Housing] | {damaged} | (wildlife) |  |  | 3 | repair | Y05XExternal bushing damaged porcelain - wildlife. | 1
RCM - Zone Substations | TX conservator repair. | ZS Substation Corrective | Y05Y | Oil gauge incorrect indication - damaged floats |  |  |  |  | ZS Transformers | [Transformer - Peripherals - Indication] | {broken} | (any reason) |  |  | 1 | repair | Y05YOil gauge incorrect indication - damaged floats | 1
RCM - Zone Substations | TX conservator repair. | ZS Substation Corrective | Y05Y | Oil gauge incorrect indication - ingress of moisture |  |  |  |  | ZS Transformers | [Transformer - Peripherals - Indication] | {broken} | (any reason) |  |  | 1 | repair | Y05YOil gauge incorrect indication - ingress of moisture | 1
RCM - Zone Substations | TX conservator repair. | ZS Substation Corrective | Y05Y | Oil gauge incorrect indication - jammed pointers (corrosion of aluminium) |  |  |  |  | ZS Transformers | [Transformer - Peripherals - Indication] | {broken} | (any reason) |  |  | 1 | repair | Y05YOil gauge incorrect indication - jammed pointers (corrosion of aluminium) | 1
RCM - Zone Substations | TX conservator repair. | ZS Substation Corrective | Y05Y | Oil gauge incorrect indication - vibration mounts fail |  |  |  |  | ZS Transformers | [Transformer - Peripherals - Indication] | {broken} | (any reason) |  |  | 1 | repair | Y05YOil gauge incorrect indication - vibration mounts fail | 1
RCM - Zone Substations | TX conservator repair. | ZS Substation Corrective | Y05Y | Oil contaminated - rusty / wet conservator. |  |  |  |  | ZS Transformers | [Transformer - Tank - Metal] | {broken} | (corrosion) |  |  | 1 | repair | Y05YOil contaminated - rusty / wet conservator. | 1
RCM - Zone Substations | TX control cabinet repair. | ZS Substation Corrective | Y05Z | TX control indication failure - blown fuse / bulb. |  |  |  |  | ZS Transformers | [Transformer - Peripherals - Indication] | {broken} | (any reason) |  |  | 1 | repair | Y05ZTX control indication failure - blown fuse / bulb. | 1
RCM - Zone Substations | TX control cabinet repair. | ZS Substation Corrective | Y05Z | Control cabinet contaminant ingress - corrosion. |  |  |  |  | ZS Transformers | [Transformer - Peripherals - Other] | {broken} | (any reason) |  |  | 2 | repair | Y05ZControl cabinet contaminant ingress - corrosion. | 1
RCM - Zone Substations | TX control cabinet repair. | ZS Substation Corrective | Y05Z | Control cabinet contaminant ingress - door seal failure. |  |  |  |  | ZS Transformers | [Transformer - Peripherals - Other] | {broken} | (any reason) |  |  | 2 | repair | Y05ZControl cabinet contaminant ingress - door seal failure. | 1
RCM - Zone Substations | TX control cabinet repair. | ZS Substation Corrective | Y05Z | Control cabinet contaminant ingress - heater failed. |  |  |  |  | ZS Transformers | [Transformer - Peripherals - Other] | {broken} | (any reason) |  |  | 1 | repair | Y05ZControl cabinet contaminant ingress - heater failed. | 1
RCM - Zone Substations | TX control cabinet repair. | ZS Substation Corrective | Y05Z | Control cabinet contaminant ingress - locking mech failure. |  |  |  |  | ZS Transformers | [Transformer - Peripherals - Other] | {broken} | (any reason) |  |  | 2 | repair | Y05ZControl cabinet contaminant ingress - locking mech failure. | 1
RCM - Zone Substations | TX cooling control repair / replace. | ZS Substation Corrective | Y060 | Auxiliary cooling system not operating - defective contactor. |  |  |  |  | ZS Transformers | [Transformer - Peripherals - Cooling System] | {broken} | (any reason) |  |  | 1 | repair | Y060Auxiliary cooling system not operating - defective contactor. | 1
RCM - Zone Substations | TX cooling control repair / replace. | ZS Substation Corrective | Y060 | Auxiliary cooling system not operating - oil pump starter fail. |  |  |  |  | ZS Transformers | [Transformer - Peripherals - Cooling System] | {broken} | (any reason) |  |  | 1 | repair | Y060Auxiliary cooling system not operating - oil pump starter fail. | 1
RCM - Zone Substations | TX cooling control repair / replace. | ZS Substation Corrective | Y060 | Cooling fan not operating - motor circuit breaker defective. |  |  |  |  | ZS Transformers | [Transformer - Peripherals - Cooling System] | {broken} | (any reason) |  |  | 1 | repair | Y060Cooling fan not operating - motor circuit breaker defective. | 1
RCM - Zone Substations | TX cooling control repair / replace. | ZS Substation Corrective | Y060 | Cooling fan not operating - water in terminal box |  |  |  |  | ZS Transformers | [Transformer - Peripherals - Cooling System] | {broken} | (any reason) |  |  | 1 | repair | Y060Cooling fan not operating - water in terminal box | 1
RCM - Zone Substations | TX cooling control repair / replace. | ZS Substation Corrective | Y060 | Cooling fan not operating - wiring defect. |  |  |  |  | ZS Transformers | [Transformer - Peripherals - Cooling System] | {broken} | (any reason) |  |  | 1 | repair | Y060Cooling fan not operating - wiring defect. | 1
RCM - Zone Substations | TX cooling control repair / replace. | ZS Substation Corrective | Y060 | Oil flow indicator leaks - corroded / damaged. |  |  |  |  | ZS Transformers | [Transformer - Peripherals - Indication] | {broken} | (corrosion) |  |  | 1 | repair | Y060Oil flow indicator leaks - corroded / damaged. | 1
RCM - Zone Substations | TX cooling control repair / replace. | ZS Substation Corrective | Y060 | Oil flow indicator not operating - mechanical failure. |  |  |  |  | ZS Transformers | [Transformer - Peripherals - Indication] | {broken} | (any reason) |  |  | 1 | repair | Y060Oil flow indicator not operating - mechanical failure. | 1
RCM - Zone Substations | TX cooling control repair / replace. | ZS Substation Corrective | Y060 | Oil flow relay not operating - internal defect. |  |  |  |  | ZS Transformers | [Transformer - Peripherals - Oil System] | {broken} | (any reason) |  |  | 1 | repair | Y060Oil flow relay not operating - internal defect. | 1
RCM - Zone Substations | TX cooling control repair / replace. | ZS Substation Corrective | Y060 | Oil pump not operating - motor circuit breaker incorrectly set. |  |  |  |  | ZS Transformers | [Transformer - Peripherals - Oil System] | {broken} | (any reason) |  |  | 1 | repair | Y060Oil pump not operating - motor circuit breaker incorrectly set. | 1
RCM - Zone Substations | TX cooling control repair / replace. | ZS Substation Corrective | Y060 | Oil pump not operating - water in terminal box |  |  |  |  | ZS Transformers | [Transformer - Peripherals - Oil System] | {broken} | (any reason) |  |  | 1 | repair | Y060Oil pump not operating - water in terminal box | 1
RCM - Zone Substations | TX cooling control repair / replace. | ZS Substation Corrective | Y060 | Oil pump not operating - wiring defect. |  |  |  |  | ZS Transformers | [Transformer - Peripherals - Oil System] | {broken} | (any reason) |  |  | 1 | repair | Y060Oil pump not operating - wiring defect. | 1
RCM - Zone Substations | TX cooling fan repair / replace. | ZS Substation Corrective | Y061 | Auxillary cooling system excess / unusual noise - fan bearing. |  |  |  |  | ZS Transformers | [Transformer - Peripherals - Cooling System] | {broken} | (wear) |  |  | 1 | repair | Y061Auxillary cooling system excess / unusual noise - fan bearing. | 1
RCM - Zone Substations | TX cooling fan repair / replace. | ZS Substation Corrective | Y061 | Auxillary cooling system excess / unusual noise - loose fan mounting. |  |  |  |  | ZS Transformers | [Transformer - Peripherals - Cooling System] | {loose} | (any reason) |  |  | 1 | repair | Y061Auxillary cooling system excess / unusual noise - loose fan mounting. | 1
RCM - Zone Substations | TX cooling fan repair / replace. | ZS Substation Corrective | Y061 | Cooling fan excess / unusal noise - defective bearing. |  |  |  |  | ZS Transformers | [Transformer - Peripherals - Cooling System] | {broken} | (wear) |  |  | 1 | repair | Y061Cooling fan excess / unusal noise - defective bearing. | 1
RCM - Zone Substations | TX cooling fan repair / replace. | ZS Substation Corrective | Y061 | Cooling fan not operating - corroded case. |  |  |  |  | ZS Transformers | [Transformer - Peripherals - Cooling System] | {broken} | (wear) |  |  | 1 | repair | Y061Cooling fan not operating - corroded case. | 1
RCM - Zone Substations | TX cooling fan repair / replace. | ZS Substation Corrective | Y061 | Cooling fan not operating - seized fan. |  |  |  |  | ZS Transformers | [Transformer - Peripherals - Cooling System] | {broken} | (any reason) |  |  | 1 | repair | Y061Cooling fan not operating - seized fan. | 1
RCM - Zone Substations | TX cooling pump repair / replace. | ZS Substation Corrective | Y062 | Auxillary cooling system excess / unusual noise - pump bearing. |  |  |  |  | ZS Transformers | [Transformer - Peripherals - Cooling System] | {broken} | (wear) |  |  | 1 | repair | Y062Auxillary cooling system excess / unusual noise - pump bearing. | 1
RCM - Zone Substations | TX cooling pump repair / replace. | ZS Substation Corrective | Y062 | Oil pump not operating - corroded case. |  |  |  |  | ZS Transformers | [Transformer - Peripherals - Oil System] | {broken} | (corrosion) |  |  | 1 | repair | Y062Oil pump not operating - corroded case. | 1
RCM - Zone Substations | TX cooling pump repair / replace. | ZS Substation Corrective | Y062 | Oil pump not operating - internal defect. |  |  |  |  | ZS Transformers | [Transformer - Peripherals - Oil System] | {broken} | (any reason) |  |  | 1 | repair | Y062Oil pump not operating - internal defect. | 1
RCM - Zone Substations | TX cooling pump repair / replace. | ZS Substation Corrective | Y062 | Oil pump not operating - motor circuit breaker defective. |  |  |  |  | ZS Transformers | [Transformer - Peripherals - Oil System] | {broken} | (any reason) |  |  | 1 | repair | Y062Oil pump not operating - motor circuit breaker defective. | 1
RCM - Zone Substations | TX cooling pump repair / replace. | ZS Substation Corrective | Y062 | Oil pump not operating - motor soft starter malfunction. |  |  |  |  | ZS Transformers | [Transformer - Peripherals - Oil System] | {broken} | (any reason) |  |  | 1 | repair | Y062Oil pump not operating - motor soft starter malfunction. | 1
RCM - Zone Substations | TX cooling pump repair / replace. | ZS Substation Corrective | Y062 | Oil pump not operating - seized pump. |  |  |  |  | ZS Transformers | [Transformer - Peripherals - Oil System] | {broken} | (any reason) |  |  | 1 | repair | Y062Oil pump not operating - seized pump. | 1
RCM - Zone Substations | TX cooling pump repair / replace. | ZS Substation Corrective | Y062 | Oil pump not operating - sheared impeller shaft |  |  |  |  | ZS Transformers | [Transformer - Peripherals - Oil System] | {broken} | (any reason) |  |  | 1 | repair | Y062Oil pump not operating - sheared impeller shaft | 1
RCM - Zone Substations | TX corrosion treatment (paint). | ZS Substation Corrective | Y063 | Tank failure to contain oil - corrosion. |  |  |  |  | ZS Transformers | [Transformer - Tank] | {leaking} | (any reason) |  |  | 1
RCM - Zone Substations | TX end box repair / replace. | ZS Substation Corrective | Y064 | Cable end box flashover - excessive moisture ingress in end box. |  |  |  |  | ZS Transformers | [Transformer - Insulation - Other] | {contaminated} | (any reason) |  |  | 1 | repair | Y064Cable end box flashover - excessive moisture ingress in end box. | 1
RCM - Zone Substations | TX end box repair / replace. | ZS Substation Corrective | Y064 | TX link box loss of insulation - degradation of insulation. |  |  |  |  | ZS Transformers | [Transformer - Insulation - Other] | {loss of dielectric strength} | (any reason) |  |  | 1 | repair | Y064TX link box loss of insulation - degradation of insulation. | 1
RCM - Zone Substations | TX end box repair / replace. | ZS Substation Corrective | Y064 | Cable end box failure of tank to contain oil - deteriorated gaskets. |  |  |  |  | ZS Transformers | [Transformer - Tank - Gasket] | {leaking} | (any reason) |  |  | 1 | repair | Y064Cable end box failure of tank to contain oil - deteriorated gaskets. | 1
RCM - Zone Substations | TX explosion vent repair / replace. | ZS Substation Corrective | Y065 | Explosion vent ruptured or cracked - fatigue |  |  |  |  | ZS Transformers | [Transformer - Tank - Accessory] | {broken} | (fatigue) |  |  | 1 | repair | Y065Explosion vent ruptured or cracked - fatigue | 1
RCM - Zone Substations | TX explosion vent repair / replace. | ZS Substation Corrective | Y065 | Explosion vent unsuitable - incorrect material fitted. |  |  |  |  | ZS Transformers | [Transformer - Tank - Accessory] | {broken} | (any reason) |  |  | 1 | repair | Y065Explosion vent unsuitable - incorrect material fitted. | 1
RCM - Zone Substations | TX explosion vent repair / replace. | ZS Substation Corrective | Y065 | Oil contaminated - damaged explosion vent. |  |  |  |  | ZS Transformers | [Transformer - Tank - Accessory] | {broken} | (any reason) |  |  | 1 | repair | Y065Oil contaminated - damaged explosion vent. | 1
RCM - Zone Substations | TX Insulation testing required. | ZS Substation Corrective | Y066 | Winding insulation failure - degradation of paper. |  |  |  |  | ZS Transformers | [Transformer - Insulation - Paper] | {loss of dielectric strength} | (any reason) |  |  | 1 | repair | Y066Winding insulation failure - degradation of paper. | 1
RCM - Zone Substations | TX main tank valve open. | ZS Substation Corrective | Y067 | Conservator valve closed - not opened after maintenance. |  |  |  |  | ZS Transformers | [Transformer - Tank - Accessory] | {broken} | (any reason) |  |  | 1
RCM - Zone Substations | TX oil leak repair. | ZS Substation Corrective | Y068 | Bladder (internal) obstructing breather - incorrect oil filling procedure |  |  |  |  | ZS Transformers | [Transformer - Tank - Accessory] | {broken} | (any reason) |  |  | 1
RCM - Zone Substations | TX oil leak repair. | ZS Substation Corrective | Y068 | Pipework leaks - corrosion. |  |  |  |  | ZS Transformers | [Transformer - Tank - Accessory] | {leaking} | (any reason) |  |  | 1
RCM - Zone Substations | TX oil leak repair. | ZS Substation Corrective | Y068 | Pipework leaks - defective valve. |  |  |  |  | ZS Transformers | [Transformer - Tank - Accessory] | {broken} | (any reason) |  |  | 1
RCM - Zone Substations | TX oil leak repair. | ZS Substation Corrective | Y068 | Tank failure to contain oil - broken capillary tube. |  |  |  |  | ZS Transformers | [Transformer - Tank - Accessory] | {leaking} | (any reason) |  |  | 1
RCM - Zone Substations | TX oil leak repair. | ZS Substation Corrective | Y068 | Tank failure to contain oil - external CT terminals leak. |  |  |  |  | ZS Transformers | [Transformer - Tank - Accessory] | {leaking} | (any reason) |  |  | 1
RCM - Zone Substations | TX oil leak repair. | ZS Substation Corrective | Y068 | Tank failure to contain oil - leaking cocks (valves). |  |  |  |  | ZS Transformers | [Transformer - Tank - Accessory] | {leaking} | (any reason) |  |  | 1
RCM - Zone Substations | TX oil leak repair. | ZS Substation Corrective | Y068 | Tank failure to contain oil - leaking gauge glass. |  |  |  |  | ZS Transformers | [Transformer - Tank - Accessory] | {leaking} | (any reason) |  |  | 1
RCM - Zone Substations | TX oil leak repair. | ZS Substation Corrective | Y068 | Tank failure to contain oil - pressure relief device leaks. |  |  |  |  | ZS Transformers | [Transformer - Tank - Accessory] | {leaking} | (any reason) |  |  | 1
RCM - Zone Substations | TX oil leak repair. | ZS Substation Corrective | Y068 | Tank failure to contain oil - deteriorated gaskets. |  |  |  |  | ZS Transformers | [Transformer - Tank - Gasket] | {leaking} | (any reason) |  |  | 1
RCM - Zone Substations | TX oil leak repair. | ZS Substation Corrective | Y068 | Tank failure to contain oil - leaking fins/radiator. |  |  |  |  | ZS Transformers | [Transformer - Tank - Radiators] | {leaking} | (any reason) |  |  | 1
RCM - Zone Substations | TX oil leak repair. | ZS Substation Corrective | Y068 | Tank failure to contain oil - vandalism. |  |  |  |  | ZS Transformers | [Transformer - Tank] | {broken} | (any reason) |  |  | 1
RCM - Zone Substations | TX oil leak repair. | ZS Substation Corrective | Y068 | TX oil leaks. |  |  |  |  | ZS Transformers | [Transformer - Tank] | {leaking} | (any reason) |  |  | 1
RCM - Zone Substations | TX oil replacement with filtered oil. | ZS Substation Corrective | Y069 | Winding insulation failure - degradation of paper (Furans Test). |  |  |  |  | ZS Transformers | [Transformer - Insulation - Paper] | {loss of mechanical strength} | (any reason) |  |  | 1 | repair | Y069Winding insulation failure - degradation of paper (Furans Test). | 1
RCM - Zone Substations | TX oil replacement with filtered oil. | ZS Substation Corrective | Y069 | Winding insulation failure - electrical damage (Gassing/Arcing). |  |  |  |  | ZS Transformers | [Transformer - Insulation - Paper] | {damaged} | (any reason) |  |  | 1 | repair | Y069Winding insulation failure - electrical damage (Gassing/Arcing). | 1
RCM - Zone Substations | TX oil replacement with filtered oil. | ZS Substation Corrective | Y069 | Winding insulation failure - ingress of moisture. |  |  |  |  | ZS Transformers | [Transformer - Insulation - Paper] | {loss of dielectric strength} | (any reason) |  |  | 1 | repair | Y069Winding insulation failure - ingress of moisture. | 1
RCM - Zone Substations | TX oil replacement with filtered oil. | ZS Substation Corrective | Y069 | Oil loss of insulation - low electric strength (breakdown kV). |  |  |  |  | ZS Transformers | [Transformer - Oil] | {loss of dielectric strength} | (any reason) |  |  | 1 | repair | Y069Oil loss of insulation - low electric strength (breakdown kV). | 1
RCM - Zone Substations | TX oil replacement with filtered oil. | ZS Substation Corrective | Y069 | Oil loss of insulation - moisture contamination. |  |  |  |  | ZS Transformers | [Transformer - Oil] | {loss of dielectric strength} | (any reason) |  |  | 1 | repair | Y069Oil loss of insulation - moisture contamination. | 1
RCM - Zone Substations | TX oil replacement with filtered oil. | ZS Substation Corrective | Y069 | Oil loss of insulation - poor oil quality. |  |  |  |  | ZS Transformers | [Transformer - Oil] | {loss of dielectric strength} | (any reason) |  |  | 1 | repair | Y069Oil loss of insulation - poor oil quality. | 1
RCM - Zone Substations | TX oil sample required. | ZS Substation Corrective | Y06A | Winding insulation failure - degradation of paper (Furans Test). |  |  |  |  | ZS Transformers | [Transformer - Insulation - Paper] | {loss of mechanical strength} | (any reason) |  |  | 2 | repair | Y06AWinding insulation failure - degradation of paper (Furans Test). | 1
RCM - Zone Substations | TX oil sample required. | ZS Substation Corrective | Y06A | Winding insulation failure - electrical damage (Gassing/Arcing). |  |  |  |  | ZS Transformers | [Transformer - Insulation - Paper] | {damaged} | (any reason) |  |  | 2 | repair | Y06AWinding insulation failure - electrical damage (Gassing/Arcing). | 1
RCM - Zone Substations | TX oil sample required. | ZS Substation Corrective | Y06A | Winding insulation failure - overloading (Heating). |  |  |  |  | ZS Transformers | [Transformer - Insulation - Paper] | {loss of mechanical strength} | (any reason) |  |  | 1 | repair | Y06AWinding insulation failure - overloading (Heating). | 1
RCM - Zone Substations | TX oil sample required. | ZS Substation Corrective | Y06A | Oil loss of insulation - low electric strength (breakdown kV). |  |  |  |  | ZS Transformers | [Transformer - Oil] | {loss of dielectric strength} | (any reason) |  |  | 2 | repair | Y06AOil loss of insulation - low electric strength (breakdown kV). | 1
RCM - Zone Substations | TX oil sample required. | ZS Substation Corrective | Y06A | Oil loss of insulation - moisture contamination. |  |  |  |  | ZS Transformers | [Transformer - Oil] | {loss of dielectric strength} | (any reason) |  |  | 2 | repair | Y06AOil loss of insulation - moisture contamination. | 1
RCM - Zone Substations | TX oil sample required. | ZS Substation Corrective | Y06A | Oil loss of insulation - poor oil quality. |  |  |  |  | ZS Transformers | [Transformer - Oil] | {loss of dielectric strength} | (any reason) |  |  | 2 | repair | Y06AOil loss of insulation - poor oil quality. | 1
RCM - Zone Substations | TX Qualitrol repair / replace. | ZS Substation Corrective | Y06B | Bladder (external) ruptured - pressure relief device fail. |  |  |  |  | ZS Transformers | [Transformer - Peripherals - Other] | {broken} | (any reason) |  |  | 1 | repair | Y06BBladder (external) ruptured - pressure relief device fail. | 1
RCM - Zone Substations | TX Qualitrol repair / replace. | ZS Substation Corrective | Y06B | Pressure relief valve fails to operate - corroded / damaged. |  |  |  |  | ZS Transformers | [Transformer - Tank - Accessory] | {broken} | (corrosion) |  |  | 1 | repair | Y06BPressure relief valve fails to operate - corroded / damaged. | 1
RCM - Zone Substations | TX Qualitrol repair / replace. | ZS Substation Corrective | Y06B | Pressure relief valve fails to operate - jammed |  |  |  |  | ZS Transformers | [Transformer - Tank - Accessory] | {broken} | (any reason) |  |  | 1 | repair | Y06BPressure relief valve fails to operate - jammed | 1
RCM - Zone Substations | TX radiator repair. | ZS Substation Corrective | Y06C | Radiator ineffective cooling - fin blocked. |  |  |  |  | ZS Transformers | [Transformer - Tank - Radiators] | {blocked} | (any reason) |  |  | 1 | repair | Y06CRadiator ineffective cooling - fin blocked. | 1
RCM - Zone Substations | TX radiator repair. | ZS Substation Corrective | Y06C | Radiator ineffective cooling - valve inoperable. |  |  |  |  | ZS Transformers | [Transformer - Tank - Radiators] | {broken} | (any reason) |  |  | 1 | repair | Y06CRadiator ineffective cooling - valve inoperable. | 1
RCM - Zone Substations | TX repair. | ZS Substation Corrective | Y06D | Core loss of clamping pressure - core shrinkage. |  |  |  |  | ZS Transformers | [Transformer - Coil mechanical support] | {broken} | (any reason) |  |  | 1 | repair | Y06DCore loss of clamping pressure - core shrinkage. | 1
RCM - Zone Substations | TX repair. | ZS Substation Corrective | Y06D | Core loss of clamping pressure - through fault. |  |  |  |  | ZS Transformers | [Transformer - Coil mechanical support] | {broken} | (any reason) |  |  | 1 | repair | Y06DCore loss of clamping pressure - through fault. | 1
RCM - Zone Substations | TX repair. | ZS Substation Corrective | Y06D | Core excess noise - lamination loose. |  |  |  |  | ZS Transformers | [Transformer - Core] | {broken} | (any reason) |  |  | 1 | repair | Y06DCore excess noise - lamination loose. | 1
RCM - Zone Substations | TX repair. | ZS Substation Corrective | Y06D | Core excess noise - loss of core clamping. |  |  |  |  | ZS Transformers | [Transformer - Core] | {broken} | (any reason) |  |  | 1 | repair | Y06DCore excess noise - loss of core clamping. | 1
RCM - Zone Substations | TX repair. | ZS Substation Corrective | Y06D | Core multiple earth points - core/frame insulation defect. |  |  |  |  | ZS Transformers | [Transformer - Core] | {out of spec} | (any reason) |  |  | 1 | repair | Y06DCore multiple earth points - core/frame insulation defect. | 1
RCM - Zone Substations | TX repair. | ZS Substation Corrective | Y06D | Core not effectively earthed - burnt off. |  |  |  |  | ZS Transformers | [Transformer - Core] | {out of spec} | (any reason) |  |  | 1 | repair | Y06DCore not effectively earthed - burnt off. | 1
RCM - Zone Substations | TX repair. | ZS Substation Corrective | Y06D | Core not effectively earthed - missing / open bond. |  |  |  |  | ZS Transformers | [Transformer - Core] | {out of spec} | (any reason) |  |  | 1 | repair | Y06DCore not effectively earthed - missing / open bond. | 1
RCM - Zone Substations | TX repair. | ZS Substation Corrective | Y06D | Oil accelerated degredation - excessive oil temperature. |  |  |  |  | ZS Transformers | [Transformer - Insulation - Oil] | {loss of dielectric strength} | (over heating) |  |  | 1 | repair | Y06DOil accelerated degredation - excessive oil temperature. | 1
RCM - Zone Substations | TX replace. | ZS Substation Corrective | Y06E | Core loss of clamping pressure - core shrinkage. |  |  |  |  | ZS Transformers | [Transformer - Coil mechanical support] | {broken} | (any reason) |  |  | 2 | replace | Y06ECore loss of clamping pressure - core shrinkage. | 1
RCM - Zone Substations | TX replace. | ZS Substation Corrective | Y06E | Winding no output power - continuity failure. |  |  |  |  | ZS Transformers | [Transformer - Conductor] | {damaged} | (any reason) |  |  | 1 | replace | Y06EWinding no output power - continuity failure. | 1
RCM - Zone Substations | TX replace. | ZS Substation Corrective | Y06E | Core excess noise - loss of core clamping. |  |  |  |  | ZS Transformers | [Transformer - Core] | {broken} | (any reason) |  |  | 2 | replace | Y06ECore excess noise - loss of core clamping. | 1
RCM - Zone Substations | TX replace. | ZS Substation Corrective | Y06E | Core multiple earth points - core/frame insulation defect. |  |  |  |  | ZS Transformers | [Transformer - Core] | {out of spec} | (any reason) |  |  | 2 | replace | Y06ECore multiple earth points - core/frame insulation defect. | 1
RCM - Zone Substations | TX replace. | ZS Substation Corrective | Y06E | Winding insulation failure - degradation of paper (Furans Test). |  |  |  |  | ZS Transformers | [Transformer - Insulation - Paper] | {loss of mechanical strength} | (any reason) |  |  | 3 | replace | Y06EWinding insulation failure - degradation of paper (Furans Test). | 1
RCM - Zone Substations | TX replace. | ZS Substation Corrective | Y06E | Winding insulation failure - degradation of paper. |  |  |  |  | ZS Transformers | [Transformer - Insulation - Paper] | {loss of dielectric strength} | (any reason) |  |  | 2 | replace | Y06EWinding insulation failure - degradation of paper. | 1
RCM - Zone Substations | TX replace. | ZS Substation Corrective | Y06E | Winding insulation failure - ingress of moisture. |  |  |  |  | ZS Transformers | [Transformer - Insulation - Paper] | {loss of dielectric strength} | (any reason) |  |  | 2 | replace | Y06EWinding insulation failure - ingress of moisture. | 1
RCM - Zone Substations | TX replace. | ZS Substation Corrective | Y06E | Tank failure to contain oil - leaking fins/radiator. |  |  |  |  | ZS Transformers | [Transformer - Tank - Radiators] | {broken} | (any reason) |  |  | 2 | replace | Y06ETank failure to contain oil - leaking fins/radiator. | 1
RCM - Zone Substations | TX sight glass clean / repair / replace. | ZS Substation Corrective | Y06F | Oil gauge incorrect indication - blocked sight glass. |  |  |  |  | ZS Transformers | [Transformer - Peripherals - Indication] | {broken} | (any reason) |  |  | 1 | repair | Y06FOil gauge incorrect indication - blocked sight glass. | 1
RCM - Zone Substations | TX sight glass clean / repair / replace. | ZS Substation Corrective | Y06F | Oil gauge incorrect indication - dirty sight glass |  |  |  |  | ZS Transformers | [Transformer - Peripherals - Indication] | {broken} | (any reason) |  |  | 1 | repair | Y06FOil gauge incorrect indication - dirty sight glass | 1
RCM - Zone Substations | TX silica gel cylinder repair / replace. | ZS Substation Corrective | Y06G | TX breather moisture ingress - cracked or broken cylinder. |  |  |  |  | ZS Transformers | [Transformer - Peripherals - Other] | {broken} | (any reason) |  |  | 1 | repair | Y06GTX breather moisture ingress - cracked or broken cylinder. | 1
RCM - Zone Substations | TX silica gel replace. | ZS Substation Corrective | Y06H | TX breather moisture ingress - EZY dry bottle cracked. |  |  |  |  | ZS Transformers | [Transformer - Peripherals - Other] | {broken} | (any reason) |  |  | 1 | repair | Y06HTX breather moisture ingress - EZY dry bottle cracked. | 1
RCM - Zone Substations | TX silica gel replace. | ZS Substation Corrective | Y06H | TX breather moisture ingress - silica gel consumed. |  |  |  |  | ZS Transformers | [Transformer - Peripherals - Other] | {not applicable} | (any reason) |  |  | 1 | repair | Y06HTX breather moisture ingress - silica gel consumed. | 1
RCM - Zone Substations | TX thermal indicator repair / replace. | ZS Substation Corrective | Y07U | OTI false alarms - ingress of moisture. |  |  |  |  | ZS Transformers | [Transformer - Peripherals - Indication] | {broken} | (any reason) |  |  | 1
RCM - Zone Substations | TX thermal indicator repair / replace. | ZS Substation Corrective | Y07U | OTI false alarms - internal defect. |  |  |  |  | ZS Transformers | [Transformer - Peripherals - Indication] | {broken} | (any reason) |  |  | 1
RCM - Zone Substations | TX thermal indicator repair / replace. | ZS Substation Corrective | Y07U | OTI false alarms - vibration mounts fail |  |  |  |  | ZS Transformers | [Transformer - Peripherals - Indication] | {broken} | (any reason) |  |  | 1
RCM - Zone Substations | TX thermal indicator repair / replace. | ZS Substation Corrective | Y07U | OTI incorrect indication - age degradation. |  |  |  |  | ZS Transformers | [Transformer - Peripherals - Indication] | {broken} | (any reason) |  |  | 1
RCM - Zone Substations | TX thermal indicator repair / replace. | ZS Substation Corrective | Y07U | OTI inoperative - internal defect. |  |  |  |  | ZS Transformers | [Transformer - Peripherals - Indication] | {broken} | (any reason) |  |  | 1
RCM - Zone Substations | TX thermal indicator repair / replace. | ZS Substation Corrective | Y07U | WTI current transformer incorrect output - internal defect. |  |  |  |  | ZS Transformers | [Transformer - Peripherals - Indication] | {broken} | (any reason) |  |  | 1
RCM - Zone Substations | TX thermal indicator repair / replace. | ZS Substation Corrective | Y07U | Capillary broken - mechanical damage. |  |  |  |  | ZS Transformers | [Transformer - Peripherals] | {broken} | (any reason) |  |  | 1
RCM - Zone Substations | TX thermal indicator repair / replace. | ZS Substation Corrective | Y07U | Cooling fan not operating - OTI switch maloperation. |  |  |  |  | ZS Transformers | [Transformer - Peripherals] | {broken} | (any reason) |  |  | 1
RCM - Zone Substations | TX thermal indicator repair / replace. | ZS Substation Corrective | Y07U | Indication needle missing - vibration. |  |  |  |  | ZS Transformers | [Transformer - Peripherals] | {broken} | (any reason) |  |  | 1
RCM - Zone Substations | TX thermal indicator repair / replace. | ZS Substation Corrective | Y07U | Mercury switch open circuit - fatigue. |  |  |  |  | ZS Transformers | [Transformer - Peripherals] | {broken} | (any reason) |  |  | 1
RCM - Zone Substations | TX thermal indicator repair / replace. | ZS Substation Corrective | Y07U | Microswitch open circuit - fatigue. |  |  |  |  | ZS Transformers | [Transformer - Peripherals] | {broken} | (any reason) |  |  | 1
RCM - Zone Substations | TX thermal indicator repair / replace. | ZS Substation Corrective | Y07U | Oil pump not operating - thermal indicator switch maloperation. |  |  |  |  | ZS Transformers | [Transformer - Peripherals] | {broken} | (any reason) |  |  | 1
RCM - Zone Substations | TX thermal indicator repair / replace. | ZS Substation Corrective | Y07U | OTI inoperative - broken capillary tube. |  |  |  |  | ZS Transformers | [Transformer - Peripherals] | {broken} | (any reason) |  |  | 1
RCM - Zone Substations | TX thermal indicator repair / replace. | ZS Substation Corrective | Y07U | Potentiometer resistance change - mechanical damage. |  |  |  |  | ZS Transformers | [Transformer - Peripherals] | {broken} | (any reason) |  |  | 1
RCM - Zone Substations | TX thermal indicator repair / replace. | ZS Substation Corrective | Y07U | Relay case damage mounting - age degradation. |  |  |  |  | ZS Transformers | [Transformer - Peripherals] | {broken} | (any reason) |  |  | 1
RCM - Zone Substations | TX thermal indicator repair / replace. | ZS Substation Corrective | Y07U | Relay case distorted - mechanical damage. |  |  |  |  | ZS Transformers | [Transformer - Peripherals] | {broken} | (any reason) |  |  | 3
RCM - Zone Substations | TX thermal indicator repair / replace. | ZS Substation Corrective | Y07U | Relay case mechanical damage - corrosion. |  |  |  |  | ZS Transformers | [Transformer - Peripherals] | {broken} | (any reason) |  |  | 3
RCM - Zone Substations | TX thermal indicator repair / replace. | ZS Substation Corrective | Y07U | Shunt resistor resistance change - age degradation. |  |  |  |  | ZS Transformers | [Transformer - Peripherals] | {broken} | (any reason) |  |  | 1
RCM - Zone Substations | TX thermal indicator repair / replace. | ZS Substation Corrective | Y07U | Trip mech. slow operation - loss of spring tension. |  |  |  |  | ZS Transformers | [Transformer - Peripherals] | {broken} | (any reason) |  |  | 2
RCM - Zone Substations | TX thermal indicator repair / replace. | ZS Substation Corrective | Y07U | Trip mech. slow operation - loss of trip spring tension. |  |  |  |  | ZS Transformers | [Transformer - Peripherals] | {broken} | (any reason) |  |  | 2
RCM - Zone Substations | TX thermal indicator repair / replace. | ZS Substation Corrective | Y07U | Trip mech. slow operation - wear. |  |  |  |  | ZS Transformers | [Transformer - Peripherals] | {broken} | (any reason) |  |  | 3
RCM - Zone Substations | TX thermal indicator repair / replace. | ZS Substation Corrective | Y07U | Truck bushings damaged - overheated primary isolating contact. |  |  |  |  | ZS Transformers | [Transformer - Peripherals] | {broken} | (any reason) |  |  | 3
RCM - Zone Substations | TX thermal indicator repair / replace. | ZS Substation Corrective | Y07U | Truck bushings loss of I.R. - electrical grading loss. |  |  |  |  | ZS Transformers | [Transformer - Peripherals] | {broken} | (any reason) |  |  | 4
RCM - Zone Substations | TX thermal indicator repair / replace. | ZS Substation Corrective | Y07U | Truck bushings loss of I.R. - internal defect. |  |  |  |  | ZS Transformers | [Transformer - Peripherals] | {broken} | (any reason) |  |  | 5
RCM - Zone Substations | TX thermal indicator repair / replace. | ZS Substation Corrective | Y07U | Truck bushings loss of I.R. - surface contamination. |  |  |  |  | ZS Transformers | [Transformer - Peripherals] | {broken} | (any reason) |  |  | 3
RCM - Zone Substations | TX vibration (noise) repair. | ZS Substation Corrective | Y06Y | TX ancilliary components excess noise - loose components. |  |  |  |  | ZS Transformers | [Transformer - Peripherals - Other] | {broken} | (any reason) |  |  | 1 | repair | Y06YTX ancilliary components excess noise - loose components. | 1
RCM - Zone Substations | TX010101 Full Maintenance - 6 yr | ZS Substation Preventative | Z099 | [5 empty] | ZS Transformers | [Transformer] |  |  |  |  | 0 | inspect | Z099 | 1
RCM - Zone Substations | TX010101 Oil Sample DGA & Moisture - 1 yr | ZS Substation Preventative | Z096 | [5 empty] | ZS Transformers | [Transformer] |  |  |  |  | 0 | inspect | Z096 | 1
RCM - Zone Substations | TX010101 Oil Sample Moisture - 3 yr | ZS Substation Preventative | Z097 | [5 empty] | ZS Transformers | [Transformer] |  |  |  |  | 0 | inspect | Z097 | 1
RCM - Zone Substations | TX010101 Oil Sample Quality - 6 yr | ZS Substation Preventative | Z098 | [5 empty] | ZS Transformers | [Transformer] |  |  |  |  | 0 | inspect | Z098 | 1
RCM - Zone Substations | UG010101 Inspection and IR Test - 6 yr | ZS Substation Preventative | Z113 | [11 empty] | 0 |  | Z113 | #N/A
RCM - Zone Substations | UG010201 Inspection and IR Test - 6 yr | ZS Substation Preventative | Z114 | [11 empty] | 0 |  | Z114 | #N/A
RCM - Zone Substations | UG020102 Full Test - 12 yr | ZS Substation Preventative | Z116 | [11 empty] | 0 |  | Z116 | #N/A
RCM - Zone Substations | UG020203 33kV Ski Tube Cable Inspection - 1 yr | ZS Substation Preventative | Z233 | [11 empty] | 0 |  | Z233 | #N/A
RCM - Zone Substations | UG020203 Full Test - 12 yr | ZS Substation Preventative | Z118 | [11 empty] | 0 |  | Z118 | #N/A
RCM - Zone Substations | UG020203 Sheath Test - 3 yr | ZS Substation Preventative | Z117 | [11 empty] | 0 |  | Z117 | #N/A
RCM - Zone Substations | Jack bus switch repair/replace. | ZS Substation Corrective | Y028 | Switch contacts open circuit - misalignment. | X0SC |  |  |  | Switchboard | [Switchboard - Switches] | {misaligned} | (any reason) |  |  | 1 |  | Y028X0SC | SB019902
RCM - Zone Substations | Jack bus switch repair/replace. | ZS Substation Corrective | Y028 | Switch contacts open circuit - switch onto fault. | X0SD |  |  |  | Switchboard | [Switchboard - Switches] | {broken} | (any reason) |  |  | 1 |  | Y028X0SD | SB019902
RCM - Zone Substations | Jack bus switch repair/replace. | ZS Substation Corrective | Y028 | Switch contacts open circuit - worn contacts. | X0SE |  |  |  | Switchboard | [Switchboard - Switches] | {broken} | (any reason) |  |  | 1 |  | Y028X0SE | SB019902
RCM - Zone Substations | Jack bus switch repair/replace. | ZS Substation Corrective | Y028 | Switch mech. open circuit - operator error. | X0SK |  |  |  | Switchboard | [Switchboard - Switches] | {broken} | (any reason) |  |  | 1 |  | Y028X0SK | SB019902
RCM - Zone Substations | Jackbus switch elec.interlock repair/replace. | ZS Substation Corrective | Y029 | Electrical interlock unable to operate - open circuit. | X09Z |  |  |  | Switchboard | [Switchboard - Interlocks] | {broken} | (any reason) |  |  | 2 |  | Y029X09Z | SB019902
RCM - Zone Substations | Panel repair. | ZS Substation Corrective | Y02S | Panels loose panels - incorrect installation. | X0M5 |  |  |  | Switchboard | [Switchboard - Panel] | {loose} | (any reason) |  |  | 1 |  | Y02SX0M5 | SB019901
RCM - Zone Substations | Panels or glands replace. | ZS Substation Corrective | Y02T | Cable gland does not seal - incorrect installation. | X02N |  |  |  | Switchboard | [Switchboard - Cable] | {broken} | (any reason) |  |  | 1 |  | Y02TX02N | SB019901
RCM - Zone Substations | Panels or glands replace. | ZS Substation Corrective | Y02T | Insulator flashover - vermin. | X0E0 |  |  |  | Switchboard | [Switchboard - Insulation] | {broken} | (wildlife) |  |  | 1 |  | Y02TX0E0 | SB019901
RCM - Zone Substations | Parallel path to earth repair. | ZS Substation Corrective | Y02U | Insulated board loss of I.R. - damage/second earth. | X0DN |  |  |  | Switchboard | [Switchboard - Insulation] | {broken} | (any reason) |  |  | 1 |  | Y02UX0DN | SB019901
RCM - Zone Substations | Primary isolating contact clean/repair/replace. | ZS Substation Corrective | Y07W | Primary contact spout partial discharge - contamination/moisture. | X10V |  |  |  | Switchboard | [Switchboard - Busbar] | {tracking} | (surface contamination) |  |  | 1 |  | Y07WX10V | SB019901
RCM - Zone Substations | Primary isolating contact clean/repair/replace. | ZS Substation Corrective | Y07W | Primary contact spout partial discharge - voids in epoxy. | X10W |  |  |  | Switchboard | [Switchboard - Busbar] | {loss of dielectric strength} | (any reason) |  |  | 1 |  | Y07WX10W | SB019901
RCM - Zone Substations | Primary isolating contact clean/repair/replace. | ZS Substation Corrective | Y07W | Primary contact spouts high resistance - contamination. | X10X |  |  |  | Switchboard | [Switchboard - Busbar] | {high resistance} | (build up of material) |  |  | 1 |  | Y07WX10X | SB019901
RCM - Zone Substations | Primary isolating contact clean/repair/replace. | ZS Substation Corrective | Y07W | Primary contact spouts high resistance - loose primary connection. | X10Y |  |  |  | Switchboard | [Switchboard - Busbar] | {loose} | (any reason) |  |  | 1 |  | Y07WX10Y | SB019901
RCM - Zone Substations | Primary isolating contact clean/repair/replace. | ZS Substation Corrective | Y07W | Primary contact spouts partial discharge - contamination. | X10Z |  |  |  | Switchboard | [Switchboard - Busbar] | {tracking} | (surface contamination) |  |  | 1 |  | Y07WX10Z | SB019901
RCM - Zone Substations | Shutter repair/replace. | ZS Substation Corrective | Y07T | Bus / circuit shutters mechanical damage - operator error. | X01X |  |  |  | Switchboard | [Switchboard - Interlocks] | {broken} | (any reason) |  |  | 1 |  | Y07TX01X | SB019901
RCM - Zone Substations | Voltage regulation settings adjust & recalibrate. | ZS Substation Corrective | Y06M | Relay poor regulation - incorrect settings. | X0Q5 | [9 empty] | 1 |  | Y06MX0Q5 | VR029901
RCM - Zone Substations | Voltage transducer recalibrate / replace. | ZS Substation Corrective | Y06N | Transducer incorrect volts - setting drift. | X0UU | [9 empty] | 1 |  | Y06NX0UU | VR029901
RCM - Zone Substations | Voltage Transformer replace. | ZS Substation Corrective | Y075 | Capacitive element shorted - degradation. | X036 | [9 empty] | 1 |  | Y075X036 | VT059901
RCM - Zone Substations | Voltage Transformer replace. | ZS Substation Corrective | Y075 | Capacitive insulation degraded - electrical surges. | X11Y | [9 empty] | 4 |  | Y075X11Y | VT039901
RCM - Zone Substations | Voltage Transformer replace. | ZS Substation Corrective | Y075 | Capacitive insulation degraded - ingress of moisture. | X11Z | [9 empty] | 4 |  | Y075X11Z | VT039901
RCM - Zone Substations | Voltage Transformer replace. | ZS Substation Corrective | Y075 | Capacitive insulation shorted divisions - paper failure. | X120 | [9 empty] | 3 |  | Y075X120 | VT039901
RCM - Zone Substations | Voltage Transformer replace. | ZS Substation Corrective | Y075 | External insulation degraded - ageing. | X126 | [9 empty] | 2 |  | Y075X126 | VT039901
RCM - Zone Substations | Voltage Transformer replace. | ZS Substation Corrective | Y075 | Head loss of pressure - degraded seals. | X129 | [9 empty] | 2 |  | Y075X129 | VT059901
RCM - Zone Substations | Voltage Transformer replace. | ZS Substation Corrective | Y075 | Insulation degraded - ageing. | X12B | [9 empty] | 2 |  | Y075X12B | VT029901
RCM - Zone Substations | Voltage Transformer replace. | ZS Substation Corrective | Y075 | Insulation degraded - electrical surges. | X12C | [9 empty] | 2 |  | Y075X12C | VT029901
RCM - Zone Substations | Voltage Transformer replace. | ZS Substation Corrective | Y075 | Insulation degraded - ingress of moisture. | X12D | [9 empty] | 2 |  | Y075X12D | VT029901
RCM - Zone Substations | Voltage Transformer replace. | ZS Substation Corrective | Y075 | Insulation loss of dielectric strength - ageing of insulation. | X0DY | [9 empty] | 1 |  | Y075X0DY | VT049901
RCM - Zone Substations | Voltage Transformer replace. | ZS Substation Corrective | Y075 | Insulation loss of dielectric strength - ageing. | X12F | [9 empty] | 2 |  | Y075X12F | VT039901
RCM - Zone Substations | Voltage Transformer replace. | ZS Substation Corrective | Y075 | Insulation partial discharge - loose connection. | X12V | [9 empty] | 3 |  | Y075X12V | VT039901
RCM - Zone Substations | Voltage Transformer replace. | ZS Substation Corrective | Y075 | Insulation partial discharge - voids in solid insulation. | X12G | [9 empty] | 2 |  | Y075X12G | VT029901
RCM - Zone Substations | Voltage Transformer replace. | ZS Substation Corrective | Y075 | Insulation partial discharge - voids/gas in insulation. | X0DZ | [9 empty] | 1 |  | Y075X0DZ | VT059901
RCM - Zone Substations | Voltage Transformer replace. | ZS Substation Corrective | Y075 | Oil loss of dielectric strength - low oil level. | X12X | [9 empty] | 3 |  | Y075X12X | VT059901
RCM - Zone Substations | Voltage Transformer replace. | ZS Substation Corrective | Y075 | Oil loss of dielectric strength - moisture ingress. | X12J | [9 empty] | 4 |  | Y075X12J | VT039901
RCM - Zone Substations | Voltage Transformer replace. | ZS Substation Corrective | Y075 | Oil loss of dielectric strength - oil degradation. | X12K | [9 empty] | 3 |  | Y075X12K | VT039901
RCM - Zone Substations | Voltage Transformer replace. | ZS Substation Corrective | Y075 | Oil seals leak - age degradation. | X12L | [9 empty] | 3 |  | Y075X12L | VT059901
RCM - Zone Substations | Voltage Transformer replace. | ZS Substation Corrective | Y075 | Winding low volts - high impedance secondary connection. | X0XL | [9 empty] | 2 |  | Y075X0XL | VT029901
RCM - Zone Substations | Voltage Transformer replace. | ZS Substation Corrective | Y075 | Winding open circuit primary earth - human error. | X11X | [9 empty] | 1 |  | Y075X11X | VT029901
RCM - Zone Substations | Voltage Transformer replace. | ZS Substation Corrective | Y075 | Winding shorted turns - paper insulation failure. | X0XP | [9 empty] | 1 |  | Y075X0XP | VT059901
RCM - Zone Substations | VR relay replace. | ZS Substation Corrective | Y06P | Alarm contacts open circuit - internal failure. | X002 | [9 empty] | 1 |  | Y06PX002 | VR029901
RCM - Zone Substations | VR relay replace. | ZS Substation Corrective | Y06P | Load drop compensation circuit (LDC) fails - internal failure. | X0EY | [9 empty] | 1 |  | Y06PX0EY | VR029901
RCM - Zone Substations | VR relay replace. | ZS Substation Corrective | Y06P | Relay contacts open circuit - corrosion. | X0PX | [9 empty] | 1 |  | Y06PX0PX | VR029901
RCM - Zone Substations | VR relay replace. | ZS Substation Corrective | Y06P | Relay contacts open circuit - internal failure. | X0PY | [9 empty] | 1 |  | Y06PX0PY | VR029901
RCM - Zone Substations | VR relay replace. | ZS Substation Corrective | Y06P | Relay input TX open circuit - age degradation. | X0Q3 | [9 empty] | 1 |  | Y06PX0Q3 | VR029901
RCM - Zone Substations | VR relay replace. | ZS Substation Corrective | Y06P | Timing circuit setting drift - component failure. | X12R | [9 empty] | 2 |  | Y06PX12R | VR029901
RCM - Zone Substations | VR019901 Full Maintenance - 1 yr | ZS Substation Preventative | Z152 | [11 empty] | 0 |  | Z152 | #N/A
RCM - Zone Substations | VR029901 Full Maintenance - 3 yr | ZS Substation Preventative | Z153 | [11 empty] | 0 |  | Z153 | #N/A
RCM - Zone Substations | VR039901 Full Maintenance - 3 yr | ZS Substation Preventative | Z154 | [11 empty] | 0 |  | Z154 | #N/A
Zone Sub | VRR - SC - Relay defective | ZS Substation Corrective | VR1 | [11 empty] | 0 |  | VR1 | #N/A
Zone Sub | VRR - SC - Replace Relay | ZS Substation Corrective | VR3 | [11 empty] | 0 |  | VR3 | #N/A
RCM - Zone Substations | VT fuse replace. | ZS Substation Corrective | Y07V | VT fuse open circuit - fatigue/overload. | X0XD | [9 empty] | 1 |  | Y07VX0XD | PC012202
RCM - Zone Substations | VT fuse replace. | ZS Substation Corrective | Y07V | VT fuse open circuit - secondary fault. | X0XE | [9 empty] | 1 |  | Y07VX0XE | VR029901
RCM - Zone Substations | VT testing required. | ZS Substation Corrective | Y06Q | VT fuse open circuit - secondary fault. | X0XE | [9 empty] | 2 |  | Y06QX0XE | VR029901
RCM - Zone Substations | VT029901 Full Maintenance - 12 yr | ZS Substation Preventative | Z155 | [11 empty] | 0 |  | Z155 | #N/A
RCM - Zone Substations | VT039901 Full Maintenance - 12 yr | ZS Substation Preventative | Z156 | [11 empty] | 0 |  | Z156 | #N/A
RCM - Zone Substations | VT039901 Magnetic Oil Sample DGA and Moisture 6yr | ZS Substation Preventative | Z228 | [11 empty] | 0 |  | Z228 | #N/A
RCM - Zone Substations | VT049901 Full Maintenance - 12 yr | ZS Substation Preventative | Z157 | [11 empty] | 0 |  | Z157 | #N/A
RCM - Zone Substations | VT059901 Capacitor Oil Sample DGA and Moisture 6yr | ZS Substation Preventative | Z229 | [11 empty] | 0 |  | Z229 | #N/A
RCM - Zone Substations | VT059901 Full Maintenance - 12 yr | ZS Substation Preventative | Z158 | [11 empty] | 0 |  | Z158 | #N/A
Zone Sub | VTX - SC - Catastrophic Failure | ZS Substation Corrective | VT8 | [11 empty] | 0 |  | VT8 | #N/A
Zone Sub | VTX - SC - Corrosion/Paint/External Damage | ZS Substation Corrective | VT1 | [11 empty] | 0 |  | VT1 | #N/A
Zone Sub | VTX - SC - Hot Joint | ZS Substation Corrective | VT2 | [11 empty] | 0 |  | VT2 | #N/A
Zone Sub | VTX - SC - Insulation Quality - External | ZS Substation Corrective | VT3A | [11 empty] | 0 |  | VT3A | #N/A
Zone Sub | VTX - SC - Insulation Quality - Internal | ZS Substation Corrective | VT3 | [11 empty] | 0 |  | VT3 | #N/A
Zone Sub | VTX - SC - Oil Leak | ZS Substation Corrective | VT4 | [11 empty] | 0 |  | VT4 | #N/A
Zone Sub | VTX - SC - Other Defects | ZS Substation Corrective | VT9 | [11 empty] | 0 |  | VT9 | #N/A
Zone Sub | VTX - SC - Recalibrate Protection Scheme | ZS Substation Corrective | VT9A | [11 empty] | 0 |  | VT9A | #N/A
Zone Sub | VTX - SC - Seals Defective | ZS Substation Corrective | VT7 | [11 empty] | 0 |  | VT7 | #N/A
Zone Sub | VTX - SC - VT Asset Data Validation | ZS Substation Corrective | VT5 | [11 empty] | 0 |  | VT5 | #N/A
Zone Sub | VTX - SC - VT Replacement - Megger Test | ZS Substation Corrective | VT9C | [11 empty] | 0 |  | VT9C | #N/A
RCM - Zone Substations | VX019901 Full Maintenance - 6 yr | ZS Substation Preventative | Z127 | [11 empty] | 0 |  | Z127 | #N/A
RCM - Zone Substations | VX019901 Oil Sample Moisture/Electric Strength 3yr | ZS Substation Preventative | Z230 | [11 empty] | 0 |  | Z230 | #N/A
RCM - Zone Substations | Steelwork corrosion treatment. | ZS Substation Corrective | Y07X | Chassis corrosion - lost of protective coating. | X03E |  |  |  | Switchboard | [Switchboard - Panel] | {broken} | (corrosion) |  |  | 1 |  | Y07XX03E | SB019901
RCM - Zone Substations | SWB repair. | ZS Substation Corrective | Y040 | Panels damaged - cable termination failure. | X0M3 |  |  |  | Switchboard | [Switchboard - Cable] | {broken} | (any reason) |  |  | 1 |  | Y040X0M3 | SB019901
RCM - Zone Substations | SWB repair. | ZS Substation Corrective | Y040 | Panels damaged - internal bus fault. | X0M4 |  |  |  | Switchboard | [Switchboard - Busbar] | {broken} | (any reason) |  |  | 1 |  | Y040X0M4 | SB019901
RCM - Zone Substations | SWB repair. | ZS Substation Corrective | Y040 | Panels misalignment - building movement. | X0M6 |  |  |  | Switchboard | [Switchboard - Panel] | {misaligned} | (any reason) |  |  | 1 |  | Y040X0M6 | SB019901
RCM - Zone Substations | SWB replace. | ZS Substation Corrective | Y041 | Panels damaged - cable termination failure. | X0M3 |  |  |  | Switchboard | [Switchboard - Cable] | {broken} | (any reason) |  |  | 2 |  | Y041X0M3 | SB019901
RCM - Zone Substations | SWB replace. | ZS Substation Corrective | Y041 | Panels damaged - internal bus fault. | X0M4 |  |  |  | Switchboard | [Switchboard - Busbar] | {broken} | (any reason) |  |  | 2 |  | Y041X0M4 | SB019901
RCM - Zone Substations | SWB replace. | ZS Substation Corrective | Y041 | Panels misalignment - building movement. | X0M6 |  |  |  | Switchboard | [Switchboard - Panel] | {misaligned} | (any reason) |  |  | 2 |  | Y041X0M6 | SB019901
RCM - Zone Substations | Switchboard panel repair. | ZS Substation Corrective | Y042 | Panels loose panels - incorrect installation. | X0M5 |  |  |  | Switchboard | [Switchboard - Panel] | {loose} | (any reason) |  |  | 2 |  | Y042X0M5 | SB039901
Zone Sub | ZS - Dist Cubicle - Other | ZS Substation Corrective | CUB1 | Other - Add Note | OTAN | [9 empty] | 1 |  | CUB1OTAN | #N/A
Zone Sub | ZS - Dist Fuse Saver - Battery Maint. Required | ZS Substation Corrective | DSF1 | [11 empty] | 0 |  | DSF1 | #N/A
Zone Sub | ZS - Dist Fuse Saver - F&E Request for Test | ZS Substation Corrective | DSF2 | [11 empty] | 0 |  | DSF2 | #N/A
Zone Sub | ZS - Dist Fuse Saver - Inspection | ZS Substation Preventative | DFSI | [11 empty] | 0 |  | DFSI | #N/A
Zone Sub | ZS - Dist Fuse Saver - Other | ZS Substation Corrective | DSF3 | [11 empty] | 0 |  | DSF3 | #N/A
Zone Sub | ZS - Dist Fuse Saver - Workshop Pre-Commission | ZS Substation Corrective | DSF4 | [11 empty] | 0 |  | DSF4 | #N/A
Zone Sub | ZS - Dist Recloser - Other | ZS Substation Corrective | DRCO | Other - Add Note | OTAN | [9 empty] | 2 |  | DRCOOTAN | #N/A
Zone Sub | ZS - Dist Recloser - Battery Maintenance Required | ZS Substation Preventative | DRC4 | Battery does not hold charge - end of life. | X01J | [9 empty] | 2 |  | DRC4X01J | #N/A
Zone Sub | ZS - Dist Recloser - CAPE | ZS Substation Corrective | DRCA | CAPE Failure | XR15 | [9 empty] | 1 |  | DRCAXR15 | #N/A
Zone Sub | ZS - Dist Recloser - CAPE | ZS Substation Corrective | DRCA | Firmware Upgrade | XR34 | [9 empty] | 1 |  | DRCAXR34 | #N/A
Zone Sub | ZS - Dist Recloser - CAPE | ZS Substation Corrective | DRCA | Lightning Strike | LIGS | [9 empty] | 1 |  | DRCALIGS | #N/A
Zone Sub | ZS - Dist Recloser - CAPE | ZS Substation Corrective | DRCA | Vermin | XR76 | [9 empty] | 1 |  | DRCAXR76 | #N/A
Zone Sub | ZS - Dist Recloser - CCEM | ZS Substation Corrective | DRCP | Lightning Strike | LIGS | [9 empty] | 2 |  | DRCPLIGS | #N/A
Zone Sub | ZS - Dist Recloser - CCEM | ZS Substation Corrective | DRCP | Vermin | XR76 | [9 empty] | 2 |  | DRCPXR76 | #N/A
Zone Sub | ZS - Dist Recloser - Communication failure | ZS Substation Corrective | DCEM | Modem Failure | XR53 | [9 empty] | 1 |  | DCEMXR53 | #N/A
Zone Sub | ZS - Dist Recloser - Communication failure | ZS Substation Corrective | DCEM | Poor Coverage - Yargi Required | XR61 | [9 empty] | 1 |  | DCEMXR61 | #N/A
Zone Sub | ZS - Dist Recloser - Controller re-wire | ZS Substation Corrective | DRTM | Lightning Strike | LIGS | [9 empty] | 3 |  | DRTMLIGS | #N/A
Zone Sub | ZS - Dist Recloser - Controller re-wire | ZS Substation Corrective | DRTM | Vermin | XR76 | [9 empty] | 3 |  | DRTMXR76 | #N/A
Zone Sub | ZS - Dist Recloser - F&E Request for Test | ZS Substation Corrective | DRC6 | Other - Add Note | OTAN | [9 empty] | 3 |  | DRC6OTAN | #N/A
Zone Sub | ZS - Dist Recloser - Field Commissioning | ZS Substation Corrective | DRCF | Commissioning Required | XR18 | [9 empty] | 1 |  | DRCFXR18 | #N/A
Zone Sub | ZS - Dist Recloser - Fit Controller Termi-Mesh | ZS Substation Corrective | DMPM | Vermin | XR76 | [9 empty] | 4 |  | DMPMXR76 | #N/A
Zone Sub | ZS - Dist Recloser - Minor Maintenance -Electronic | ZS Substation Preventative | DRCM | [11 empty] | 0 |  | DRCM | #N/A
Zone Sub | ZS - Dist Recloser - MPM | ZS Substation Corrective | DRAS | Firmware Upgrade | XR34 | [9 empty] | 2 |  | DRASXR34 | #N/A
Zone Sub | ZS - Dist Recloser - MPM | ZS Substation Corrective | DRAS | Lightning Strike | LIGS | [9 empty] | 4 |  | DRASLIGS | #N/A
Zone Sub | ZS - Dist Recloser - MPM | ZS Substation Corrective | DRAS | Memory Error Corection | XR52 | [9 empty] | 1 |  | DRASXR52 | #N/A
Zone Sub | ZS - Dist Recloser - MPM | ZS Substation Corrective | DRAS | MPM Failure | XR55 | [9 empty] | 1 |  | DRASXR55 | #N/A
Zone Sub | ZS - Dist Recloser - MPM | ZS Substation Corrective | DRAS | Vermin | XR76 | [9 empty] | 5 |  | DRASXR76 | #N/A
Zone Sub | ZS - Dist Recloser - Protection Settings Change | ZS Substation Corrective | DRC5 | Setting Change Required | XR66 | [9 empty] | 1 |  | DRC5XR66 | #N/A
Zone Sub | ZS - Dist Recloser - Refurbishment Required | ZS Substation Corrective | DRPM | System Spare | XR73 | [9 empty] | 1 |  | DRPMXR73 | #N/A
Zone Sub | ZS - Dist Recloser - Repair/Replace Aux Supply | ZS Substation Corrective | DRBA | Burnt Out | XR12 | [9 empty] | 1 |  | DRBAXR12 | #N/A
Zone Sub | ZS - Dist Recloser - Repair/Replace Aux Supply | ZS Substation Corrective | DRBA | Lightning Strike | LIGS | [9 empty] | 5 |  | DRBALIGS | #N/A
Zone Sub | ZS - Dist Recloser - Repair/Replace Aux Supply | ZS Substation Corrective | DRBA | Vermin | XR76 | [9 empty] | 6 |  | DRBAXR76 | #N/A
Zone Sub | ZS - Dist Recloser - Replace OCPM | ZS Substation Corrective | DRBU | Lightning Strike | LIGS | [9 empty] | 6 |  | DRBULIGS | #N/A
Zone Sub | ZS - Dist Recloser - Replace OCPM | ZS Substation Corrective | DRBU | Vermin | XR76 | [9 empty] | 7 |  | DRBUXR76 | #N/A
Zone Sub | ZS - Dist Recloser - Replace Bushing | ZS Substation Corrective | DCAM | Damaged | DMGD | [9 empty] | 1 |  | DCAMDMGD | #N/A
Zone Sub | ZS - Dist Recloser - Replace Capacitor | ZS Substation Corrective | DRMO | Failure To Charge | XR33 | [9 empty] | 1 |  | DRMOXR33 | #N/A
Zone Sub | ZS - Dist Recloser - Replace CAPM | ZS Substation Corrective | DRRD | CAPM Failure | XR16 | [9 empty] | 1 |  | DRRDXR16 | #N/A
Zone Sub | ZS - Dist Recloser - Replace CAPM | ZS Substation Corrective | DRRD | Firmware Upgrade | XR34 | [9 empty] | 3 |  | DRRDXR34 | #N/A
Zone Sub | ZS - Dist Recloser - Replace CAPM | ZS Substation Corrective | DRRD | Lightning Strike | LIGS | [9 empty] | 7 |  | DRRDLIGS | #N/A
Zone Sub | ZS - Dist Recloser - Replace CAPM | ZS Substation Corrective | DRRD | Vermin | XR76 | [9 empty] | 8 |  | DRRDXR76 | #N/A
Zone Sub | ZS - Dist Recloser - Replace Control Module | ZS Substation Corrective | DRPS | Lightning Strike | LIGS | [9 empty] | 8 |  | DRPSLIGS | #N/A
Zone Sub | ZS - Dist Recloser - Replace Control Module | ZS Substation Corrective | DRPS | Vermin | XR76 | [9 empty] | 9 |  | DRPSXR76 | #N/A
Zone Sub | ZS - Dist Recloser - Replace Controller | ZS Substation Corrective | DRC2 | Moisture Ingress | XR54 | [9 empty] | 1 |  | DRC2XR54 | #N/A
Zone Sub | ZS - Dist Recloser - Replace Controller/Tank Cards | ZS Substation Preventative | DRC3 | Other - Add Note | OTAN | [9 empty] | 4 |  | DRC3OTAN | #N/A
Zone Sub | ZS - Dist Recloser - Replace Driver | ZS Substation Corrective | DRRL | CAPE Failure | XR15 | [9 empty] | 2 |  | DRRLXR15 | #N/A
Zone Sub | ZS - Dist Recloser - Replace Driver | ZS Substation Corrective | DRRL | Driver Failure | XR32 | [9 empty] | 1 |  | DRRLXR32 | #N/A
Zone Sub | ZS - Dist Recloser - Replace Driver | ZS Substation Corrective | DRRL | Lightning Strike | LIGS | [9 empty] | 9 |  | DRRLLIGS | #N/A
Zone Sub | ZS - Dist Recloser - Replace Driver | ZS Substation Corrective | DRRL | Vermin | XR76 | [9 empty] | 10 |  | DRRLXR76 | #N/A
Zone Sub | ZS - Dist Recloser - Replace Power Supply Module | ZS Substation Corrective | DSEM | Lightning Strike | LIGS | [9 empty] | 10 |  | DSEMLIGS | #N/A
Zone Sub | ZS - Dist Recloser - Replace Power Supply Module | ZS Substation Corrective | DSEM | PSM Failure | XR62 | [9 empty] | 1 |  | DSEMXR62 | #N/A
Zone Sub | ZS - Dist Recloser - Replace Power Supply Module | ZS Substation Corrective | DSEM | Vermin | XR76 | [9 empty] | 11 |  | DSEMXR76 | #N/A
Zone Sub | ZS - Dist Recloser - Replace Relay Module | ZS Substation Corrective | DRRM | Lightning Strike | LIGS | [9 empty] | 11 |  | DRRMLIGS | #N/A
Zone Sub | ZS - Dist Recloser - Replace Relay Module | ZS Substation Corrective | DRRM | Vermin | XR76 | [9 empty] | 12 |  | DRRMXR76 | #N/A
Zone Sub | ZS - Dist Recloser - Replace SCEM | ZS Substation Corrective | DRRS | Lightning Strike | LIGS | [9 empty] | 12 |  | DRRSLIGS | #N/A
Zone Sub | ZS - Dist Recloser - Replace SCEM | ZS Substation Corrective | DRRS | SCEM Failure | XR64 | [9 empty] | 1 |  | DRRSXR64 | #N/A
Zone Sub | ZS - Dist Recloser - Replace SCEM | ZS Substation Corrective | DRRS | Vermin | XR76 | [9 empty] | 13 |  | DRRSXR76 | #N/A
Zone Sub | ZS - Dist Recloser - Replace SIM Module | ZS Substation Corrective | DRSM | Firmware Upgrade | XR34 | [9 empty] | 4 |  | DRSMXR34 | #N/A
Zone Sub | ZS - Dist Recloser - Replace SIM Module | ZS Substation Corrective | DRSM | Lightning Strike | LIGS | [9 empty] | 13 |  | DRSMLIGS | #N/A
Zone Sub | ZS - Dist Recloser - Replace SIM Module | ZS Substation Corrective | DRSM | Vermin | XR76 | [9 empty] | 14 |  | DRSMXR76 | #N/A
Zone Sub | ZS - Dist Recloser - Replace Surge Diverters | ZS Substation Corrective | DRSD | Routine Maintenance | XR63 | [9 empty] | 1 |  | DRSDXR63 | #N/A
Zone Sub | ZS - Dist Recloser - Replace Umbilical | ZS Substation Corrective | DRFU | Damaged | DMGD | [9 empty] | 2 |  | DRFUDMGD | #N/A
Zone Sub | ZS - Dist Recloser - Replace Umbilical | ZS Substation Corrective | DRFU | Damaged Connectors | XR26 | [9 empty] | 1 |  | DRFUXR26 | #N/A
Zone Sub | ZS - Dist Recloser - Replace Umbilical | ZS Substation Corrective | DRFU | Open Circuit | XR58 | [9 empty] | 1 |  | DRFUXR58 | #N/A
Zone Sub | ZS - Dist Recloser - Replace VT | ZS Substation Corrective | DRVT | Broken/Damaged Bushing/Connection | XR09 | [9 empty] | 1 |  | DRVTXR09 | #N/A
Zone Sub | ZS - Dist Recloser - Replace VT | ZS Substation Corrective | DRVT | Winding Failure | XR78 | [9 empty] | 1 |  | DRVTXR78 | #N/A
Zone Sub | ZS - Dist Recloser - Replace VT fuse | ZS Substation Corrective | DRVF | Fuse Under Rated | XR35 | [9 empty] | 1 |  | DRVFXR35 | #N/A
Zone Sub | ZS - Dist Recloser - Replace VT fuse | ZS Substation Corrective | DRVF | Lightning Strike | LIGS | [9 empty] | 14 |  | DRVFLIGS | #N/A
Zone Sub | ZS - Dist Recloser - Replace VT fuse | ZS Substation Corrective | DRVF | VT Over Loaded | XR77 | [9 empty] | 1 |  | DRVFXR77 | #N/A
Zone Sub | ZS - Dist Recloser - Scrap Asset | ZS Substation Corrective | DRSP | Bushing Failure | XR14 | [9 empty] | 1 |  | DRSPXR14 | #N/A
Zone Sub | ZS - Dist Recloser - Scrap Asset | ZS Substation Corrective | DRSP | Mechanism Failure | XR51 | [9 empty] | 1 |  | DRSPXR51 | #N/A
Zone Sub | ZS - Dist Recloser - Scrap Asset | ZS Substation Corrective | DRSP | Tank Failure | XR74 | [9 empty] | 1 |  | DRSPXR74 | #N/A
Zone Sub | ZS - Dist Recloser - VT Fail | ZS Substation Corrective | DRCV | [11 empty] | 0 |  | DRCV | #N/A
Zone Sub | ZS - Dist Recloser - Workshop Pre-commission | ZS Substation Corrective | DRC1 | Commissioning Required | XR18 | [9 empty] | 2 |  | DRC1XR18 | #N/A
Zone Sub | ZS - Dist Recloser Full Calibration - Electronic | ZS Substation Preventative | DRC9 | 4 Yearly Test | XR01 | [9 empty] | 1 |  | DRC9XR01 | #N/A
Zone Sub | ZS - Dist Recloser Prog Maint - Replace Hydraulic | ZS Substation Preventative | DRC8 | [11 empty] | 0 |  | DRC8 | #N/A
Zone Sub | ZS - Dist Regulator - Calibrate Controller | ZS Substation Corrective | DRCC | Matching Input Voltage/Current Readings | XR50 | [9 empty] | 1 |  | DRCCXR50 | #N/A
Zone Sub | ZS - Dist Regulator - Communication failure | ZS Substation Corrective | DRCR | Modem Failure | XR53 | [9 empty] | 2 |  | DRCRXR53 | #N/A
Zone Sub | ZS - Dist Regulator - Communication failure | ZS Substation Corrective | DRCR | Poor Coverage - Yargi Required | XR61 | [9 empty] | 2 |  | DRCRXR61 | #N/A
Zone Sub | ZS - Dist Regulator - Download | ZS Substation Corrective | DRG5 | Analysis Required | XR04 | [9 empty] | 2 |  | DRG5XR04 | #N/A
Zone Sub | ZS - Dist Regulator - F&E Request for Test | ZS Substation Corrective | DRG3 | Other - Add Note | OTAN | [9 empty] | 5 |  | DRG3OTAN | #N/A
Zone Sub | ZS - Dist Regulator - Field Commissioning | ZS Substation Corrective | DRG9 | Commissioning Required | XR18 | [9 empty] | 3 |  | DRG9XR18 | #N/A
Zone Sub | ZS - Dist Regulator - Oil Change Remove | ZS Substation Corrective | DROC | Dirt Contamination | XR31 | [9 empty] | 1 |  | DROCXR31 | #N/A
Zone Sub | ZS - Dist Regulator - Oil Change Remove | ZS Substation Corrective | DROC | Oil Over >30Ppm Moisture | XR56 | [9 empty] | 1 |  | DROCXR56 | #N/A
Zone Sub | ZS - Dist Regulator - Oil Change Remove | ZS Substation Corrective | DROC | Oil Voltage Test Breakdown <30Kv | XR57 | [9 empty] | 1 |  | DROCXR57 | #N/A
Zone Sub | ZS - Dist Regulator - Oil Change Remove | ZS Substation Corrective | DROC | PCB Content | XR59 | [9 empty] | 1 |  | DROCXR59 | #N/A
Zone Sub | ZS - Dist Regulator- Other | ZS Substation Corrective | DRG8 | Other - Add Note | OTAN | [9 empty] | 6 |  | DRG8OTAN | #N/A
Zone Sub | ZS - Dist Regulator - Refurbishment Required | ZS Substation Corrective | DROR | System Spare | XR73 | [9 empty] | 2 |  | DRORXR73 | #N/A
Zone Sub | ZS - Dist Regulator - Regulator Inspection | ZS Substation Preventative | DRG6 | 4 Yearly Test | XR01 | [9 empty] | 2 |  | DRG6XR01 | #N/A
Zone Sub | ZS - Dist Regulator - Repair Clockface/Cable | ZS Substation Corrective | DRCL | Dial Corroded | XR30 | [9 empty] | 1 |  | DRCLXR30 | #N/A
Zone Sub | ZS - Dist Regulator - Repair Clockface/Cable | ZS Substation Corrective | DRCL | Glass/Plastic Face Dirty/Degraded | XR36 | [9 empty] | 1 |  | DRCLXR36 | #N/A
Zone Sub | ZS - Dist Regulator - Repair Clockface/Cable | ZS Substation Corrective | DRCL | Grub Screw Failure | XR37 | [9 empty] | 1 |  | DRCLXR37 | #N/A
Zone Sub | ZS - Dist Regulator - Repair Clockface/Cable | ZS Substation Corrective | DRCL | Internal Gearing Failure | XR40 | [9 empty] | 1 |  | DRCLXR40 | #N/A
Zone Sub | ZS - Dist Regulator - Repair Clockface/Cable | ZS Substation Corrective | DRCL | Lightning Strike | LIGS | [9 empty] | 15 |  | DRCLLIGS | #N/A
Zone Sub | ZS - Dist Regulator - Repair Clockface/Cable | ZS Substation Corrective | DRCL | Snapped Drive Shaft | XR68 | [9 empty] | 1 |  | DRCLXR68 | #N/A
Zone Sub | ZS - Dist Regulator - Repair Clockface/Cable | ZS Substation Corrective | DRCL | Split Pin Failure | XR70 | [9 empty] | 1 |  | DRCLXR70 | #N/A
Zone Sub | ZS - Dist Regulator - Repair Drag Hands reset | ZS Substation Corrective | DRDH | Solenoid Failure | XR69 | [9 empty] | 1 |  | DRDHXR69 | #N/A
Zone Sub | ZS - Dist Regulator - Repair Drag Hands reset | ZS Substation Corrective | DRDH | Sticking Springs/Gears | XR71 | [9 empty] | 1 |  | DRDHXR71 | #N/A
Zone Sub | ZS - Dist Regulator - Repair Int. Frame Mountings | ZS Substation Corrective | DRFM | Broken /Snapped Bolt/Bracket | XR08 | [9 empty] | 1 |  | DRFMXR08 | #N/A
Zone Sub | ZS - Dist Regulator - Repair Oil Leaks | ZS Substation Corrective | DROL | Leaking Fins | XR43 | [9 empty] | 1 |  | DROLXR43 | #N/A
Zone Sub | ZS - Dist Regulator - Repair Oil Leaks | ZS Substation Corrective | DROL | Leaking From Bushing | XR44 | [9 empty] | 1 |  | DROLXR44 | #N/A
Zone Sub | ZS - Dist Regulator - Repair Oil Leaks | ZS Substation Corrective | DROL | Leaking Gate Valve | XR45 | [9 empty] | 1 |  | DROLXR45 | #N/A
Zone Sub | ZS - Dist Regulator - Repair Oil Leaks | ZS Substation Corrective | DROL | Leaking Sight Glass | XR46 | [9 empty] | 1 |  | DROLXR46 | #N/A
Zone Sub | ZS - Dist Regulator - Repair Paint | ZS Substation Corrective | DRRP | After Corrosion Repairs | XR02 | [9 empty] | 1 |  | DRRPXR02 | #N/A
Zone Sub | ZS - Dist Regulator - Repair Paint | ZS Substation Corrective | DRRP | Age/ Peeling | XR03 | [9 empty] | 1 |  | DRRPXR03 | #N/A
Zone Sub | ZS - Dist Regulator - Repair Paint | ZS Substation Corrective | DRRP | Burnt Off From Flashover | XR11 | [9 empty] | 1 |  | DRRPXR11 | #N/A
Zone Sub | ZS - Dist Regulator - Repair Press. Valve/Breather | ZS Substation Corrective | DRPV | Jammed | XR41 | [9 empty] | 1 |  | DRPVXR41 | #N/A
Zone Sub | ZS - Dist Regulator - Repair Press. Valve/Breather | ZS Substation Corrective | DRPV | Lost Spring Tension | XR49 | [9 empty] | 1 |  | DRPVXR49 | #N/A
Zone Sub | ZS - Dist Regulator - Repair Sight Glass | ZS Substation Corrective | DRSG | Indicator Float Sunken | XR38 | [9 empty] | 1 |  | DRSGXR38 | #N/A
Zone Sub | ZS - Dist Regulator - Repair Sight Glass | ZS Substation Corrective | DRSG | Leaking | XR42 | [9 empty] | 1 |  | DRSGXR42 | #N/A
Zone Sub | ZS - Dist Regulator - Repair Sight Glass | ZS Substation Corrective | DRSG | Sight Glass Dirty | XR67 | [9 empty] | 1 |  | DRSGXR67 | #N/A
Zone Sub | ZS - Dist Regulator - Repair/Replace Hold Switch | ZS Substation Corrective | DRHS | Broken /Snapped | XR07 | [9 empty] | 1 |  | DRHSXR07 | #N/A
Zone Sub | ZS - Dist Regulator - Repair/Replace Hold Switch | ZS Substation Corrective | DRHS | Burnt Contacts | XR10 | [9 empty] | 1 |  | DRHSXR10 | #N/A
Zone Sub | ZS - Dist Regulator - Replace Bushing | ZS Substation Corrective | DRRB | Broken /Snapped | XR07 | [9 empty] | 2 |  | DRRBXR07 | #N/A
Zone Sub | ZS - Dist Regulator - Replace Bushing | ZS Substation Corrective | DRRB | Damaged Stem | XR28 | [9 empty] | 1 |  | DRRBXR28 | #N/A
Zone Sub | ZS - Dist Regulator - Replace Capacitor | ZS Substation Corrective | DRRC | Closed Circuit | XR17 | [9 empty] | 1 |  | DRRCXR17 | #N/A
Zone Sub | ZS - Dist Regulator - Replace Capacitor | ZS Substation Corrective | DRRC | Open Circuit | XR58 | [9 empty] | 2 |  | DRRCXR58 | #N/A
Zone Sub | ZS - Dist Regulator - Replace Contacts | ZS Substation Corrective | DRRE | Contact Wear | XR19 | [9 empty] | 1 |  | DRREXR19 | #N/A
Zone Sub | ZS - Dist Regulator - Replace Controller | ZS Substation Preventative | DRG2 | Other - Add Note | OTAN | [9 empty] | 7 |  | DRG2OTAN | #N/A
Zone Sub | ZS - Dist Regulator - Replace Controller | ZS Substation Corrective | DSSD | Moisture Ingress | XR54 | [9 empty] | 2 |  | DSSDXR54 | #N/A
Zone Sub | ZS - Dist Regulator - Replace Controller | ZS Substation Corrective | DSSD | Upgrade To Control Functions | XR75 | [9 empty] | 1 |  | DSSDXR75 | #N/A
Zone Sub | ZS - Dist Regulator - Replace Surge Diverters | ZS Substation Corrective | DRSA | Routine Maintenance | XR63 | [9 empty] | 2 |  | DRSAXR63 | #N/A
Zone Sub | ZS - Dist Regulator - Scrap Asset | ZS Substation Corrective | DRTR | Bad Test Results That Cannot Be Rectified | XR05 | [9 empty] | 1 |  | DRTRXR05 | #N/A
Zone Sub | ZS - Dist Regulator - Scrap Asset | ZS Substation Corrective | DRTR | Damaged Winding Insulation/Paper | XR29 | [9 empty] | 1 |  | DRTRXR29 | #N/A
Zone Sub | ZS - Dist Regulator - Scrap Asset | ZS Substation Corrective | DRTR | Internal Flashover/ Explosion | XR39 | [9 empty] | 1 |  | DRTRXR39 | #N/A
Zone Sub | ZS - Dist Regulator - Scrap Asset | ZS Substation Corrective | DRTR | PCB Content | XR59 | [9 empty] | 2 |  | DRTRXR59 | #N/A
Zone Sub | ZS - Dist Regulator - Scrap Asset | ZS Substation Corrective | DRTR | Winding Failure | XR78 | [9 empty] | 2 |  | DRTRXR78 | #N/A
Zone Sub | ZS - Dist Regulator - Setting Change | ZS Substation Corrective | DRG7 | Setting Change Required | XR66 | [9 empty] | 2 |  | DRG7XR66 | #N/A
Zone Sub | ZS - Dist Regulator - Tank Replace Stainless Steel | ZS Substation Corrective | DRUM | Corroded Steel Tank | XR21 | [9 empty] | 1 |  | DRUMXR21 | #N/A
Zone Sub | ZS - Dist Regulator - Tank Replace Stainless Steel | ZS Substation Corrective | DRUM | Damaged Fins | XR27 | [9 empty] | 1 |  | DRUMXR27 | #N/A
Zone Sub | ZS - Dist Regulator - Umbilical Replace | ZS Substation Corrective | DRUR | Burnt Wiring | XR13 | [9 empty] | 1 |  | DRURXR13 | #N/A
Zone Sub | ZS - Dist Regulator - Umbilical Replace | ZS Substation Corrective | DRUR | Cut | XR22 | [9 empty] | 1 |  | DRURXR22 | #N/A
Zone Sub | ZS - Dist Regulator - Umbilical Replace | ZS Substation Corrective | DRUR | Perished (Sun/Weather) | XR60 | [9 empty] | 1 |  | DRURXR60 | #N/A
Zone Sub | ZS - Dist Regulator - Workshop Pre Commission | ZS Substation Corrective | DRG1 | Commissioning Required | XR18 | [9 empty] | 4 |  | DRG1XR18 | #N/A
Zone Sub | ZS - Dist Sectionaliser - Battery Maint. Required | ZS Substation Corrective | DSE3 | Battery does not hold charge - end of life. | X01J | [9 empty] | 3 |  | DSE3X01J | #N/A
Zone Sub | ZS - Dist Sectionaliser - F&E Request for Test | ZS Substation Corrective | DSE5 | Other - Add Note | OTAN | [9 empty] | 8 |  | DSE5OTAN | #N/A
Zone Sub | ZS - Dist Sectionaliser - Fit Controller TermiMesh | ZS Substation Corrective | DSFC | Vermin | XR76 | [9 empty] | 15 |  | DSFCXR76 | #N/A
Zone Sub | ZS - Dist Sectionaliser - Other Defect | ZS Substation Corrective | DSE6 | Other - Add Note | OTAN | [9 empty] | 9 |  | DSE6OTAN | #N/A
Zone Sub | ZS - Dist Sectionaliser - Protection Setting Chang | ZS Substation Corrective | DSE4 | Setting Change Required | XR66 | [9 empty] | 3 |  | DSE4XR66 | #N/A
Zone Sub | ZS - Dist Sectionaliser - Replace Controller | ZS Substation Corrective | DSE2 | Moisture Ingress | XR54 | [9 empty] | 3 |  | DSE2XR54 | #N/A
Zone Sub | ZS - Dist Sectionaliser - Replace Controller | ZS Substation Corrective | DSE2 | Other - Add Note | OTAN | [9 empty] | 10 |  | DSE2OTAN | #N/A
Zone Sub | ZS - Dist Sectionaliser - Replace Controller | ZS Substation Corrective | DSE2 | Vermin | XR76 | [9 empty] | 16 |  | DSE2XR76 | #N/A
Zone Sub | ZS - Dist Sectionaliser - Workshop Pre-commission | ZS Substation Corrective | DSE1 | Commissioning Required | XR18 | [9 empty] | 5 |  | DSE1XR18 | #N/A
Zone Sub | ZS - Dist Sectionaliser - Inspection | ZS Substation Preventative | DSEI | [11 empty] | 0 |  | DSEI | #N/A
Zone Sub | ZS - Dist SmartSwitch - Battery Maint. Required | ZS Substation Corrective | DSW3 | Battery does not hold charge - end of life. | X01J | [9 empty] | 4 |  | DSW3X01J | #N/A
Zone Sub | ZS - Dist SmartSwitch - Commission Field Coms | ZS Substation Corrective | DSW7 | Commissioning Required | XR18 | [9 empty] | 6 |  | DSW7XR18 | #N/A
Zone Sub | ZS - Dist SmartSwitch - F&E Request for Test | ZS Substation Corrective | DSW5 | Other - Add Note | OTAN | [9 empty] | 11 |  | DSW5OTAN | #N/A
Zone Sub | ZS - Dist SmartSwitch - Inspection | ZS Substation Preventative | DSSI | [11 empty] | 0 |  | DSSI | #N/A
Zone Sub | ZS - Dist SmartSwitch - Other Defect | ZS Substation Corrective | DSW6 | Other - Add Note | OTAN | [9 empty] | 12 |  | DSW6OTAN | #N/A
Zone Sub | ZS - Dist SmartSwitch - Protection Setting Change | ZS Substation Corrective | DSW4 | Setting Change Required | XR66 | [9 empty] | 4 |  | DSW4XR66 | #N/A
Zone Sub | ZS - Dist SmartSwitch - Replace Controller | ZS Substation Corrective | DSW2 | Moisture Ingress | XR54 | [9 empty] | 4 |  | DSW2XR54 | #N/A
Zone Sub | ZS - Dist SmartSwitch - Replace Controller | ZS Substation Corrective | DSW2 | Other - Add Note | OTAN | [9 empty] | 13 |  | DSW2OTAN | #N/A
Zone Sub | ZS - Dist SmartSwitch - Replace Controller | ZS Substation Corrective | DSW2 | Vermin | XR76 | [9 empty] | 17 |  | DSW2XR76 | #N/A
Zone Sub | ZS - Dist SmartSwitch - Workshop Pre-commission | ZS Substation Corrective | DSW1 | Commissioning Required | XR18 | [9 empty] | 7 |  | DSW1XR18 | #N/A
Zone Sub | ZS - Dist Smartwitch - Fit Controller TermiMesh | ZS Substation Corrective | DSFM | Vandalism | XR79 | [9 empty] | 1 |  | DSFMXR79 | #N/A
Zone Sub | ZS - Dist Smartwitch - Fit Controller TermiMesh | ZS Substation Corrective | DSFM | Vermin | XR76 | [9 empty] | 18 |  | DSFMXR76 | #N/A
Zone Sub | ZS - Dist Smartwitch - Fit Controller TermiMesh | ZS Substation Corrective | DSFM | Visual Display Fault | XR80 | [9 empty] | 1 |  | DSFMXR80 | #N/A
Zone Sub | ZS - Dist Transformer - Bushing Repair | ZS Substation Corrective | DXBR | Broken /Snapped | XR07 | [9 empty] | 3 |  | DXBRXR07 | #N/A
Zone Sub | ZS - Dist Transformer - Bushing Repair | ZS Substation Corrective | DXBR | Damaged Stem | XR28 | [9 empty] | 2 |  | DXBRXR28 | #N/A
Zone Sub | ZS - Dist Transformer - Bushing Repair | ZS Substation Corrective | DXBR | Repair Broken Bushing | TXRE | [9 empty] | 1 |  | DXBRTXRE | #N/A
Zone Sub | ZS - Dist Transformer - Bushing Repair | ZS Substation Corrective | DXBR | Replace Broken Bushing | TXRB | [9 empty] | 1 |  | DXBRTXRB | #N/A
Zone Sub | ZS - Dist Transformer - Oil Leak Repair | ZS Substation Corrective | DXLR | Bung leaking | TXBL | [9 empty] | 1 |  | DXLRTXBL | #N/A
Zone Sub | ZS - Dist Transformer - Oil Leak Repair | ZS Substation Corrective | DXLR | Bushing Gasket Leaking | TXBG | [9 empty] | 1 |  | DXLRTXBG | #N/A
Zone Sub | ZS - Dist Transformer - Oil Leak Repair | ZS Substation Corrective | DXLR | Gate Valve leaking | TXVL | [9 empty] | 1 |  | DXLRTXVL | #N/A
Zone Sub | ZS - Dist Transformer - Oil Leak Repair | ZS Substation Corrective | DXLR | Indicator gauge leaking | TXGL | [9 empty] | 1 |  | DXLRTXGL | #N/A
Zone Sub | ZS - Dist Transformer - Oil Leak Repair | ZS Substation Corrective | DXLR | Leaking Fins | XR43 | [9 empty] | 2 |  | DXLRXR43 | #N/A
Zone Sub | ZS - Dist Transformer - Oil Leak Repair | ZS Substation Corrective | DXLR | Leaking Sight Glass | XR46 | [9 empty] | 2 |  | DXLRXR46 | #N/A
Zone Sub | ZS - Dist Transformer - Oil Leak Repair | ZS Substation Corrective | DXLR | Lid Gasket Leaking | TXLL | [9 empty] | 1 |  | DXLRTXLL | #N/A
Zone Sub | ZS - Dist Transformer - Oil Leak Repair | ZS Substation Corrective | DXLR | Leaking From Bushing |  |  |  |  | ZS Transformers | [Bushing] | {leaking} | (any reason) |  |  | 2
Zone Sub | ZS - Dist Transformer - Oil Refill | ZS Substation Corrective | DXRE | Contaminated Oil | XR20 | [9 empty] | 1 |  | DXREXR20 | #N/A
Zone Sub | ZS - Dist Transformer - Oil Refill | ZS Substation Corrective | DXRE | Low oil | TXLO | [9 empty] | 1 |  | DXRETXLO | #N/A
Zone Sub | ZS - Dist Transformer - Oil Replacement | ZS Substation Corrective | DXOR | Contaminated Oil | XR20 | [9 empty] | 2 |  | DXORXR20 | #N/A
Zone Sub | ZS - Dist Transformer - Oil Replacement | ZS Substation Corrective | DXOR | Moisture >30ppm | TXMO | [9 empty] | 1 |  | DXORTXMO | #N/A
Zone Sub | ZS - Dist Transformer - Oil Replacement | ZS Substation Corrective | DXOR | Withstand Voltage <30kV | TXWV | [9 empty] | 1 |  | DXORTXWV | #N/A
Zone Sub | ZS - Dist Transformer - Other | ZS Substation Corrective | DTS2 | Other - Add Note |  |  |  |  | ZS Transformers | [Transformer] | {broken} | (any reason) |  |  | 14
Zone Sub | ZS - Dist Transformer - Setting Change | ZS Substation Corrective | DTSC | Setting Change Required | XR66 | [9 empty] | 5 |  | DTSCXR66 | #N/A
Zone Sub | ZS - Dist Transformer - Surge Diverter Mounting | ZS Substation Corrective | DXSD | Bracket Missing | TXBM | [9 empty] | 1 |  | DXSDTXBM | #N/A
Zone Sub | ZS - Dist Transformer - Surge Diverter Mounting | ZS Substation Corrective | DXSD | Routine Maintenance | XR63 | [9 empty] | 3 |  | DXSDXR63 | #N/A
Zone Sub | ZS - Dist Transformer - Tank Surface Repair | ZS Substation Corrective | DXSR | Minor Rust | TXMR | [9 empty] | 1 |  | DXSRTXMR | #N/A
Zone Sub | ZS - Dist Transformer - Tank Surface Repair | ZS Substation Corrective | DXSR | Surface Damaged | XR72 | [9 empty] | 1 |  | DXSRXR72 | #N/A
Zone Sub | ZS - Distribution Asset - Oil Sample | ZS Substation Corrective | DTS1 | Analysis Required | XR04 | [9 empty] | 3 |  | DTS1XR04 | #N/A
RCM - Zone Substations | ZS Engineering Review | Other Tasks | Y091 | [11 empty] | 0 |  | Y091 | #N/A
Zone Sub | ZS Post Maintenance Dist Ground Substation Testing | ZS Substation Corrective | DGST | Inspection Strategy - Non-Routine | ISNR | [9 empty] | 1 |  | DGSTISNR | #N/A
RCM - Zone Substations | ZX019902 Full Maintenance - 6 yr | ZS Substation Preventative | Z109 | [11 empty] | 0 |  | Z109 | #N/A
Construction | Construction | Unknown | CONS | [11 empty] | 0
RCM - Zone Substations | ZX019902 Oil Sample DGA and Moisture - 6 yr | ZS Substation Preventative | Z110 | [11 empty] | 0 |  | Z110 | #N/A
RCM - Zone Substations | ZX029901 Full Maintenance - 6 yr | ZS Substation Preventative | Z111 | [11 empty] | 0 |  | Z111 | #N/A
RCM - Zone Substations | ZX029901 Oil Sample DGA and Moisture - 6 yr | ZS Substation Preventative | Z112 | [11 empty] | 0 | replace | Z112 | #N/A
Pole | Pole - Autopsy Reqd | Defects | PAUR | AI Autopsy |  |  |  |  | Poles | [Pole - Pole] |  |  |  |  | 1 | inspect
OH - Poles | Pole barrier - install | Defects | A151 | Anti-climbing guard damaged / missing - not installed where reqd. | C673 | Anti-climbing guard | damaged / missing | not installed where reqd. | Poles | [Pole - Barrier] |  |  |  |  | 1 | modify
Pole | Pole - EWP Assessment Required | Defects | PEAR | Assessment Required |  |  |  |  | Poles | [Pole - Pole] |  |  |  |  | 1 | na |  | results not recorded
Pole | Pole - Ground Assessment Required | Defects | PGAR | Assessment Required |  |  |  |  | Poles | [Pole - Pole] |  |  |  |  | 2 | inspect
Pole | Pole - Pole Failure Report Req'd | Other Tasks | PPFR | Asset Failure Reporting Req'd |  |  |  |  | Poles | [Pole - Pole] |  |  |  |  | 1 | inspect
OH - Poles | Pole - repair | Defects | A144 | Asset inspection obstructed - concrete around pole. | B707 | Asset inspection | obstructed | concrete around pole. | Poles | [Pole - Pole] |  |  |  |  | 1 | repair |  | further degradation avoided
GE - Other | Asset data - update reqd | Other Tasks | A315 | Asset data update reqd - add note. | B865 | Asset data | update reqd | add note. | [6 empty] | 1
GE - Other | Asset data - update reqd | Other Tasks | A315 | Pole allocated to incorrect MA - add note. | B853 | Pole | allocated to incorrect MA | add note. | [6 empty] | 1
GE - Other | Asset data - update reqd | Other Tasks | A315 | zOther cause (unknown / unlisted) - add note. | C000 | zOther | cause (unknown / unlisted) | add note. | [6 empty] | 2
GE - Other | Disused Asset - Assessment Reqd | Other Tasks | A296 | zOther cause (unknown / unlisted) - add note. | C000 | zOther | cause (unknown / unlisted) | add note. | [6 empty] | 3
GE - Other | Disused Asset - Assessment Reqd | Other Tasks | A296 | Disused asset consider removal - add note. | B651 | Disused asset | consider removal | add note. | [6 empty] | 1
GE - Other | Disused hardware - remove | Other Tasks | A319 | Disused hardware redundant - add note. | B864 | Disused hardware | redundant | add note. | [6 empty] | 1
GE - Other | Disused hardware - remove | Other Tasks | A319 | zOther cause (unknown / unlisted) - add note. | C000 | zOther | cause (unknown / unlisted) | add note. | [6 empty] | 4
GE - Other | Load control relay - upgrade | Other Tasks | A300 | Load control relay (FI) upgrade - capital program. | B703 | Load control relay (FI) | upgrade | capital program. | [6 empty] | 1
GE - Other | Load control relay - upgrade | Other Tasks | A300 | zOther cause (unknown / unlisted) - add note. | C000 | zOther | cause (unknown / unlisted) | add note. | [6 empty] | 5
Field Verification | Network Data Collection | Other Tasks | RNDC | Crossarm Replacement Candidate - Laminated Type | [10 empty] | 1
Field Verification | Network Data Collection | Other Tasks | RNDC | Crossarm Replacement Candidate - PEC Type | [10 empty] | 1
Field Verification | Network Data Collection | Other Tasks | RNDC | EDO On Steel Crossarm | [10 empty] | 1
Field Verification | Network Data Collection | Other Tasks | RNDC | Enclosed Sub Refurb Candidate - Exposed HV - Adequate Clearance | [10 empty] | 1
Field Verification | Network Data Collection | Other Tasks | RNDC | Enclosed Sub Refurb Candidate - Exposed HV - Inadequate Clearance | [10 empty] | 1
Field Verification | Network Data Collection | Other Tasks | RNDC | Pole Sub Refurbishment Candidate - Asset Condition | [10 empty] | 1
Field Verification | Network Data Collection | Other Tasks | RNDC | Pole Sub Replacement Candidate - Two Pole Substation | [10 empty] | 1
Field Verification | Network Data Collection | Other Tasks | RNDC | Record Substation and Switchgear | [10 empty] | 1
Field Verification | Network Data Collection | Other Tasks | RNDC | Stay/Guy Replacement Candidate - Asset Condition | [10 empty] | 1
Field Verification | Network Data Collection | Other Tasks | RNDC | Streetlight Column Replacement Candidate - Potbelly/Triangular | [10 empty] | 1
GE - Asset Strategy Data Collection | Network Data Collection | Other Tasks | A110 | Asset photo further inspection required - salt environment. | B884 | Asset photo | further inspection required | salt environment. | [6 empty] | 1
GE - Asset Strategy Data Collection | Network Data Collection | Other Tasks | A110 | Asset photo required - data verification. | B725 | Asset photo | required | data verification. | [6 empty] | 1
GE - Asset Strategy Data Collection | Network Data Collection | Other Tasks | A110 | Cable termination (LV cast pothead) broken / damaged - lightning. | B775 | Cable termination (LV cast pothead) | broken / damaged | lightning. | [6 empty] | 1
GE - Asset Strategy Data Collection | Network Data Collection | Other Tasks | A110 | Cable termination (subtransmission) replacement candidate - data verification. | B807 | Cable termination (subtransmission) | replacement candidate | data verification. | [6 empty] | 1
GE - Asset Strategy Data Collection | Network Data Collection | Other Tasks | A110 | Cable termination - cast pothead replacement candidate - technology end of life. | B742 | Cable termination (HV cast pothead) | replacement candidate | technology end of life. | [6 empty] | 1
GE - Asset Strategy Data Collection | Network Data Collection | Other Tasks | A110 | HV fuse insulation level inadequate - installed on steel crossarm. | C720 | HV fuse | insulation level inadequate | installed on steel crossarm. | [6 empty] | 1
GE - Asset Strategy Data Collection | Network Data Collection | Other Tasks | A110 | Insulator inadequate rating - salt environment. | B596 | Insulator | inadequate rating | salt environment. | [6 empty] | 1
GE - Asset Strategy Data Collection | Network Data Collection | Other Tasks | A110 | LV spreader installation candidate - risk reduction. | C040 | LV spreader | installation candidate | risk reduction. | [6 empty] | 1
GE - Asset Strategy Data Collection | Network Data Collection | Other Tasks | A110 | Pillar refurbishment candidate - contains asbestos. | B869 | Pillar | refurbishment candidate | contains asbestos. | [6 empty] | 1
GE - Asset Strategy Data Collection | Network Data Collection | Other Tasks | A110 | Pole (steel reticulation) corrosion risk - copper pole butt earth. | B713 | Pole (steel reticulation) | corrosion risk | copper pole butt earth. | [6 empty] | 1
GE - Asset Strategy Data Collection | Network Data Collection | Other Tasks | A110 | Private asset investigation required - unknown owner. | B801 | Private asset | investigation required | unknown owner. | [6 empty] | 1
GE - Asset Strategy Data Collection | Network Data Collection | Other Tasks | A110 | Risk site - investigation required - add note. | C962 | Risk site | investigation required | add note. | [6 empty] | 1
GE - Asset Strategy Data Collection | Network Data Collection | Other Tasks | A110 | Stay / guy replacement candidate - asset condition. | C507 | Stay / guy | replacement candidate | asset condition. | [6 empty] | 1
GE - Asset Strategy Data Collection | Network Data Collection | Other Tasks | A110 | Street light column replacement candidate - pot belly / triangular column. | B208 | Street light column | replacement candidate | pot belly / triangular column. | [6 empty] | 1
GE - Asset Strategy Data Collection | Network Data Collection | Other Tasks | A110 | Substation (padmount) refurbishment candidate - exposed HV (adequate clearance). | B354 | Substation (padmount) | refurbishment candidate | exposed HV (adequate clearance). | [6 empty] | 1
GE - Asset Strategy Data Collection | Network Data Collection | Other Tasks | A110 | Substation (padmount) refurbishment candidate - exposed HV (inadequate clearance). | B355 | Substation (padmount) | refurbishment candidate | exposed HV (inadequate clearance). | [6 empty] | 1
GE - Asset Strategy Data Collection | Network Data Collection | Other Tasks | A110 | Substation (pole mounted) photo reqd - refurbishment candidate. | B791 | Substation (pole mounted) | photo reqd | refurbishment candidate. | [6 empty] | 1
GE - Asset Strategy Data Collection | Network Data Collection | Other Tasks | A110 | Substation (pole mounted) refurbishment candidate - previous design standard. | B071 | Substation (pole mounted) | refurbishment candidate | previous design standard. | [6 empty] | 1
GE - Asset Strategy Data Collection | Network Data Collection | Other Tasks | A110 | Substation (pole mounted) replacement candidate - two pole substation. | B072 | Substation (pole mounted) | replacement candidate | two pole substation. | [6 empty] | 1
GE - Asset Strategy Data Collection | Network Data Collection | Other Tasks | A110 | Switchboard (private pole) photo reqd - assessment of delineation point. | B802 | Switchboard (private pole) | photo reqd | assessment of delineation point. | [6 empty] | 1
GE - Asset Strategy Data Collection | Network Data Collection | Other Tasks | A110 | zOther cause (unknown / unlisted) - add note. | C000 | zOther | cause (unknown / unlisted) | add note. | [6 empty] | 6
GE - Asset Strategy Data Collection | Network Data Collection | Other Tasks | A110 | Crossarm replacement candidate - laminated type. | B298 | Crossarm | replacement candidate | laminated type. | [6 empty] | 1
GE - Asset Strategy Data Collection | Network Data Collection | Other Tasks | A110 | Crossarm replacement candidate - PEC type. | B299 | Crossarm | replacement candidate | PEC type. | [6 empty] | 1
Field Verification | Record Transformer Details | Other Tasks | RTXD | Other - Add Note | [10 empty] | 15
GE - Other | Recoverable Works | Other Tasks | A168 | Telecommunications asset call out for non EE owned asset - asset damaged. | B100 | Telecommunications asset | call out for non EE owned asset | asset damaged. | [6 empty] | 1
GE - Other | Recoverable Works | Other Tasks | A168 | zOther cause (unknown / unlisted) - add note. | C000 | zOther | cause (unknown / unlisted) | add note. | [6 empty] | 7
Field Verification | Take Photo | Other Tasks | PHOT | Other - Add Note | [10 empty] | 16
AE Zone Sub | Zone Sub Cyclo Maintenance | Preventative Maintenance | ZCYC | [11 empty] | 0
Pole | Pole - Audit Inspection - Contractor | Defects | PAIC | Audit Inspection Required |  |  |  |  | Poles | [Pole - Pole] |  |  |  |  | 1 | na |  | results not recorded
Pole | Pole - Audit Inspection - Employee | Defects | PAIE | Audit Inspection Required |  |  |  |  | Poles | [Pole - Pole] |  |  |  |  | 2 | na |  | results not recorded
Pole | Pole - Remove Concrete Footing | Defects | PRCF | Concrete Footing Not Required |  |  |  |  | Poles | [Pole - Pole] |  |  |  |  | 1 | repair
OH - Poles | Pole - upgrade | Construction | A149 | Conductor (bare LV) insufficient clearance - add note. | B051 | Conductor (bare LV) | insufficient clearance | add note. | Poles | [Pole - Pole] |  |  |  |  | 1 | replace
OH - Poles | Pole - upgrade | Construction | A149 | Conductor (bare LV) insufficient clearance - conductor creep / structure movement. | B050 | Conductor (bare LV) | insufficient clearance | conductor creep / structure movement. | Poles | [Pole - Pole] |  |  |  |  | 1 | replace
OH - Poles | Pole - upgrade | Construction | A149 | Conductor (bare LV) insufficient clearance - ground level changes. | B052 | Conductor (bare LV) | insufficient clearance | ground level changes. | Poles | [Pole - Pole] |  |  |  |  | 1 | replace
OH - Poles | Pole - upgrade | Construction | A149 | Conductor (bare LV) insufficient clearance - new or changed vehicle access. | B053 | Conductor (bare LV) | insufficient clearance | new or changed vehicle access. | Poles | [Pole - Pole] |  |  |  |  | 1 | replace
Switch | Thermovision Inspection | Miscellaneous Inspection | THIN | [5 empty] | OH Links Switches and Fuses | [5 empty] | 0
OH - Poles | Pole - install additional | Defects | A141 | Conductor (bare LV) insufficient clearance - previous design standard. | B593 | Conductor (bare LV) | insufficient clearance | previous design standard. | Poles | [Pole - Pole] |  |  |  |  | 1 | install |  | Greg
OH - Poles | Pole - upgrade | Construction | A149 | Conductor (bare LV) insufficient clearance - previous design standard. | B593 | Conductor (bare LV) | insufficient clearance | previous design standard. | Poles | [Pole - Pole] |  |  |  |  | 2 | replace
OH - Poles | Pole - install additional | Defects | A141 | Conductor (bare LV) insufficient clearance - unauthorised construction. | B049 | Conductor (bare LV) | insufficient clearance | unauthorised construction. | Poles | [Pole - Pole] |  |  |  |  | 1 | install |  | Greg
OH - Poles | Pole - upgrade | Construction | A149 | Conductor (bare LV) insufficient clearance - unauthorised construction. | B049 | Conductor (bare LV) | insufficient clearance | unauthorised construction. | Poles | [Pole - Pole] |  |  |  |  | 2 | replace
OH - Poles | Pole - upgrade | Construction | A149 | Conductor (covered LV) insufficient clearance - add note. | B044 | Conductor (covered LV) | insufficient clearance | add note. | Poles | [Pole - Pole] |  |  |  |  | 1 | replace
OH - Poles | Pole - upgrade | Construction | A149 | Conductor (covered LV) insufficient clearance - conductor creep / structure movement. | B043 | Conductor (covered LV) | insufficient clearance | conductor creep / structure movement. | Poles | [Pole - Pole] |  |  |  |  | 1 | replace
OH - Poles | Pole - upgrade | Construction | A149 | Conductor (covered LV) insufficient clearance - ground level changes. | B045 | Conductor (covered LV) | insufficient clearance | ground level changes. | Poles | [Pole - Pole] |  |  |  |  | 1 | replace
OH - Poles | Pole - upgrade | Construction | A149 | Conductor (covered LV) insufficient clearance - new or changed vehicle access. | B046 | Conductor (covered LV) | insufficient clearance | new or changed vehicle access. | Poles | [Pole - Pole] |  |  |  |  | 1 | replace
OH - Poles | Pole - install additional | Defects | A141 | Conductor (covered LV) insufficient clearance - previous design standard. | B590 | Conductor (covered LV) | insufficient clearance | previous design standard. | Poles | [Pole - Pole] |  |  |  |  | 1 | install |  | Greg
OH - Poles | Pole - upgrade | Construction | A149 | Conductor (covered LV) insufficient clearance - previous design standard. | B590 | Conductor (covered LV) | insufficient clearance | previous design standard. | Poles | [Pole - Pole] |  |  |  |  | 2 | replace
OH - Poles | Pole - install additional | Defects | A141 | Conductor (covered LV) insufficient clearance - unauthorised construction. | B042 | Conductor (covered LV) | insufficient clearance | unauthorised construction. | Poles | [Pole - Pole] |  |  |  |  | 1 | install |  | Greg
OH - Poles | Pole - upgrade | Construction | A149 | Conductor (covered LV) insufficient clearance - unauthorised construction. | B042 | Conductor (covered LV) | insufficient clearance | unauthorised construction. | Poles | [Pole - Pole] |  |  |  |  | 2 | replace
OH - Poles | Pole - upgrade | Construction | A149 | Conductor (HV) - insufficient clearance - thermal upgrade | C919 | Conductor (HV) | insufficient clearance | thermal upgrade | Poles | [Pole - Pole] |  |  |  |  | 1 | replace
OH - Poles | Pole - upgrade | Construction | A149 | Conductor (HV) insufficient clearance - add note. | B037 | Conductor (HV) | insufficient clearance | add note. | Poles | [Pole - Pole] |  |  |  |  | 1 | replace
OH - Poles | Pole - upgrade | Construction | A149 | Conductor (HV) insufficient clearance - conductor creep / structure movement. | B036 | Conductor (HV) | insufficient clearance | conductor creep / structure movement. | Poles | [Pole - Pole] |  |  |  |  | 1 | replace
OH - Poles | Pole - upgrade | Construction | A149 | Conductor (HV) insufficient clearance - ground level changes. | B038 | Conductor (HV) | insufficient clearance | ground level changes. | Poles | [Pole - Pole] |  |  |  |  | 1 | replace
OH - Poles | Pole - upgrade | Construction | A149 | Conductor (HV) insufficient clearance - new or changed vehicle access. | B039 | Conductor (HV) | insufficient clearance | new or changed vehicle access. | Poles | [Pole - Pole] |  |  |  |  | 1 | replace
OH - Poles | Pole - install additional | Defects | A141 | Conductor (HV) insufficient clearance - previous design standard. | B589 | Conductor (HV) | insufficient clearance | previous design standard. | Poles | [Pole - Pole] |  |  |  |  | 1 | install |  | Greg
OH - Poles | Pole - upgrade | Construction | A149 | Conductor (HV) insufficient clearance - previous design standard. | B589 | Conductor (HV) | insufficient clearance | previous design standard. | Poles | [Pole - Pole] |  |  |  |  | 2 | replace
OH - Poles | Pole - install additional | Defects | A141 | Conductor (HV) insufficient clearance - unauthorised construction. | B035 | Conductor (HV) | insufficient clearance | unauthorised construction. | Poles | [Pole - Pole] |  |  |  |  | 1 | install |  | Greg
OH - Poles | Pole - upgrade | Construction | A149 | Conductor (HV) insufficient clearance - unauthorised construction. | B035 | Conductor (HV) | insufficient clearance | unauthorised construction. | Poles | [Pole - Pole] |  |  |  |  | 2 | replace
OH - Poles | Pole - install additional | Defects | A141 | Conductor (OH LV service) insufficient clearance - previous design standard. | C072 | Conductor (OH LV service) | insufficient clearance | previous design standard. | Poles | [Pole - Pole] |  |  |  |  | 1 | install |  | Greg
OH - Poles | Pole - install additional | Defects | A141 | Conductor (OH LV service) insufficient clearance - unauthorised construction. | C073 | Conductor (OH LV service) | insufficient clearance | unauthorised construction. | Poles | [Pole - Pole] |  |  |  |  | 1 | install |  | Greg
OH - Poles | Pole - upgrade | Construction | A149 | Conductor (OH LV service) insufficient clearance - unauthorised construction. | C073 | Conductor (OH LV service) | insufficient clearance | unauthorised construction. | Poles | [Pole - Pole] |  |  |  |  | 2 | replace
Pole | Pole - Replace - System Alteration | Defects | PRSA | Conductor Alteration |  |  |  |  | Poles | [Pole - Pole] |  |  |  |  | 1 | replace
Pole | Pole - Concrete - Replace | Defects | PCRP | Corroded |  |  |  |  | Poles | [Pole - Pole] |  |  |  |  | 1 | replace
Auxiliary | Asbestos - Inspect | Inspections | ASBI | Assessment Required | [10 empty] | 3
Critical Equipment | Critical Equipment Inspection | Inspections | CINS | [11 empty] | 0
Earth | Earth Testing (OH Equipment) | Inspections | ETOH | [11 empty] | 0
Earth | Earth Testing (OH Sub) | Inspections | ETST | [11 empty] | 0
Earth | Earth Testing (OH SWER) | Inspections | ETSW | [11 empty] | 0
Earth | Earth Testing (UG Sub) | Inspections | ETUG | [11 empty] | 0
Substation | Ground Substation Maintenance Major | Inspections | SIME | [11 empty] | 0
Substation | Ground Substation Maintenance Minor | Inspections | SIMI | [11 empty] | 0
Lighting | Lighting - Night Patrol Inspection | Inspections | LPAT | Other - Add Note | [10 empty] | 17
Auxiliary | Line Fault Indicator Inspection | Inspections | IINS | [11 empty] | 0
GE - Other | MSM Site Inspection - complex | Inspections | A383 | Non network asset further inspection required - add note. | D006 | Non network asset | further inspection required | add note. | [6 empty] | 1
GE - Other | MSM Site Inspection - simple | Inspections | A382 | Non network asset further inspection required - add note. | D006 | Non network asset | further inspection required | add note. | [6 empty] | 2
Nightvision (Redundant) | Nightvision Inspection | Inspections | NINS | [11 empty] | 0
Substation | OH Substation Inspection | Inspections | SINS | [11 empty] | 0
Underground | Perisher to Bullocks Cable Inspection | Inspections | CINP | [11 empty] | 0
Protection Site | Protection Device - Read Cyclo | Inspections | TCYC | [11 empty] | 0
Protection Site | Protection Site Inspection | Inspections | TINS | [11 empty] | 0
Regulator | Regulator Inspection | Inspections | RINS | [11 empty] | 0
River Crossing | River Crossing Inspection | Inspections | RXIN | [11 empty] | 0
Service | Service - Inspection | Inspections | FINS | [5 empty] | OH Customer Service Connections | [Inspection - Inspection] | {inspection} | (inspection) |  |  | 0
Streetlight (Redundant) | Streetlight Audit | Inspections | LAUD | [11 empty] | 0
Streetlight (Redundant) | Streetlight Inspection | Inspections | LINS | [11 empty] | 0
Substation | Substation - MDI Reading | Inspections | SMDI | [11 empty] | 0
Switch | Switch Inspection | Inspections | WINS | [5 empty] | OH Links Switches and Fuses | [5 empty] | 0
Underground | UG Pit & Pillar Inspection | Inspections | UINS | zOther cause (unknown / unlisted) - add note. | C000 | zOther | cause (unknown / unlisted) | add note. | [6 empty] | 8
Substation | UG Substation Inspection | Inspections | USIN | [11 empty] | 0
AE Zone Sub | Zone Sub Inspection | Inspections | ZINS | [11 empty] | 0
Pole | Pole Steel/Tower - Access Maintenance Required | Defects | PWAM | Corroded |  |  |  |  | Poles | [5 empty] | 2 | repair
Pole | Pole Steel/Tower - Clean and Paint | Defects | PWCP | Corroded |  |  |  |  | Poles | [5 empty] | 3 | repair
Pole | Pole Steel/Tower - Design Required | Defects | PWDR | Corroded |  |  |  |  | Poles | [5 empty] | 4 | na |  | captured in other tasks
Pole | Pole Steel/Tower - Reinstate | Defects | PWRI | Corroded |  |  |  |  | Poles | [5 empty] | 5 | modify |  | reinforce
Pole | Pole Steel/Tower - Replace | Defects | PWRP | Corroded |  |  |  |  | Poles | [5 empty] | 6 | replace
Pole | Pole Steel/Tower - Replace Inspection Plate | Defects | PWIP | Corroded |  |  |  |  | Poles | [5 empty] | 7 | repair
Pole | Pole Steel/Tower - Treat with Zinc Anodes | Defects | PWZA | Corroded |  |  |  |  | Poles | [5 empty] | 8 | repair
Pole | Pole Steel/Tower Treat Rust | Defects | PSTR | Corroded |  |  |  |  | Poles | [5 empty] | 9 | repair
Pole | Pole - Replace Reinforcement Bands | Defects | PRRB | Corroded / damaged |  |  |  |  | Poles | [Pole - Reinforcement] | {broken} |  |  |  | 1 | repair
Pole | Pole - Autopsy Reqd | Defects | PAUR | Corrosion |  |  |  |  | Poles | [5 empty] | 1 | inspect
Pole | Pole - Condemned - Replace | Defects | PRRP | Corrosion |  |  |  |  | Poles | [5 empty] | 2 | replace
Pole | Pole - Pole Failure | Defects | PPFI | Corrosion |  |  |  |  | Poles | [5 empty] | 3 | replace
Pole | Pole - Pole Failure Autopsy Results | Defects | PFAI | Corrosion |  |  |  |  | Poles | [5 empty] | 4 | na |  | audit mechanism
Pole | Pole - Reinstate | Defects | PRTE | Corrosion |  |  |  |  | Poles | [5 empty] | 5 | modify |  | reinforce
Pole | Pole - Concrete - Replace | Defects | PCRP | Damaged |  |  |  |  | Poles | [5 empty] | 3 | replace
Pole | Pole - Desap | Defects | PDES | Desapping Required |  |  |  |  | Poles | [5 empty] | 1 | repair
Pole | Pole - Design Survey Required | Defects | PDRQ | Erosion/Landslip |  |  |  |  | Poles | [5 empty] | 1 | na |  | no work likely
Pole | Pole - Fill Required | Defects | PFRQ | Erosion/Landslip |  |  |  |  | Poles | [5 empty] | 2 | repair
Pole | Pole - Autopsy Reqd | Defects | PAUR | External Decay Above |  |  |  |  | Poles | [5 empty] | 1 | inspect
Pole | Pole - Condemned - Replace | Defects | PRRP | External Decay Above |  |  |  |  | Poles | [5 empty] | 2 | replace
Pole | Pole - Pole Failure | Defects | PPFI | External Decay Above |  |  |  |  | Poles | [5 empty] | 3 | replace
Pole | Pole - Pole Failure Autopsy Results | Defects | PFAI | External Decay Above |  |  |  |  | Poles | [5 empty] | 4 | na |  | audit mechanism
Pole | Pole - Autopsy Reqd | Defects | PAUR | External Decay Below |  |  |  |  | Poles | [5 empty] | 1 | inspect
Pole | Pole - Condemned - Replace | Defects | PRRP | External Decay Below |  |  |  |  | Poles | [5 empty] | 2 | replace
Pole | Pole - Pole Failure | Defects | PPFI | External Decay Below |  |  |  |  | Poles | [5 empty] | 3 | replace
Pole | Pole - Pole Failure Autopsy Results | Defects | PFAI | External Decay Below |  |  |  |  | Poles | [5 empty] | 4 | na |  | audit mechanism
Pole | Pole - Reinstate | Defects | PRTE | External Decay Below |  |  |  |  | Poles | [5 empty] | 5 | modify |  | reinforce
Pole | Pole - Autopsy Reqd | Defects | PAUR | Fallen Vegetation / Debris |  |  |  |  | Poles | [5 empty] | 1 | inspect
Pole | Pole - Condemned - Replace | Defects | PRRP | Fallen Vegetation / Debris |  |  |  |  | Poles | [5 empty] | 2 | replace
Pole | Pole - Pole Failure | Defects | PPFI | Fallen Vegetation / Debris |  |  |  |  | Poles | [5 empty] | 3 | replace
Pole | Pole - Pole Failure Autopsy Results | Defects | PFAI | Fallen Vegetation / Debris |  |  |  |  | Poles | [5 empty] | 4 | na |  | audit mechanism
Pole | Pole - Autopsy Reqd | Defects | PAUR | Fire - Asset Related |  |  |  |  | Poles | [5 empty] | 1 | inspect
Pole | Pole - Condemned - Replace | Defects | PRRP | Fire - Asset Related |  |  |  |  | Poles | [5 empty] | 2 | replace
Pole | Pole - Pole Failure | Defects | PPFI | Fire - Asset Related |  |  |  |  | Poles | [5 empty] | 3 | replace
Pole | Pole - Pole Failure Autopsy Results | Defects | PFAI | Fire - Asset Related |  |  |  |  | Poles | [5 empty] | 4 | na |  | audit mechanism
Pole | Pole - Reinstate | Defects | PRTE | Fire - Asset Related |  |  |  |  | Poles | [5 empty] | 5 | modify |  | reinforce
Pole | Pole - Autopsy Reqd | Defects | PAUR | Fire - External Cause |  |  |  |  | Poles | [5 empty] | 1 | inspect
Pole | Pole - Condemned - Replace | Defects | PRRP | Fire - External Cause |  |  |  |  | Poles | [5 empty] | 2 | replace
Pole | Pole - Pole Failure | Defects | PPFI | Fire - External Cause |  |  |  |  | Poles | [5 empty] | 3 | replace
Pole | Pole - Pole Failure Autopsy Results | Defects | PFAI | Fire - External Cause |  |  |  |  | Poles | [5 empty] | 4 | na |  | audit mechanism
Pole | Pole - Reinstate | Defects | PRTE | Fire - External Cause |  |  |  |  | Poles | [5 empty] | 5 | modify |  | reinforce
Pole | Pole - Autopsy Reqd | Defects | PAUR | Footing Failure |  |  |  |  | Poles | [5 empty] | 1 | inspect
Pole | Pole - Condemned - Replace | Defects | PRRP | Footing Failure |  |  |  |  | Poles | [5 empty] | 2 | replace
Pole | Pole - Pole Failure | Defects | PPFI | Footing Failure |  |  |  |  | Poles | [5 empty] | 3 | replace
Pole | Pole - Pole Failure Autopsy Results | Defects | PFAI | Footing Failure |  |  |  |  | Poles | [5 empty] | 4 | na |  | audit mechanism
Pole | Pole - Remove Foreign Attachment | Defects | PRFA | Foreign Attachment on Pole |  |  |  |  | Poles | [5 empty] | 1 | repair
OH - Stay and Guy Assemblies | Stay ground anchor - replace | Defects | A190 | Ground anchor broken / damaged - corrosion of galvanised steel rod. | B507 | Ground anchor | broken / damaged | corrosion of galvanised steel rod. | Poles | [Pole - Stay] |  |  |  |  | 1 | replace
OH - Stay and Guy Assemblies | Stay ground anchor - replace | Defects | A190 | Ground anchor broken / damaged - deterioration of bed log. | B506 | Ground anchor | broken / damaged | deterioration of bed log. | Poles | [Pole - Stay] |  |  |  |  | 1 | replace
OH - Stay and Guy Assemblies | Stay ground anchor - replace | Defects | A190 | Ground anchor moves in ground - foundation failure - erosion/subsidance. | B508 | Ground anchor | moves in ground | foundation failure (erosion/subsidance). | Poles | [Pole - Stay] |  |  |  |  | 1 | replace
OH - Stay and Guy Assemblies | Stay ground anchor - replace | Defects | A190 | Ground anchor pulls out of ground - non compliant installation. | B509 | Ground anchor | pulls out of ground | non compliant installation. | Poles | [Pole - Stay] |  |  |  |  | 1 | replace
OH - Stay and Guy Assemblies | Stay ground anchor - replace | Defects | A190 | Ground anchor replacement reqd - programmed replacement. | B602 | Ground anchor | replacement reqd | programmed replacement. | Poles | [Pole - Stay] |  |  |  |  | 1 | replace
OH - Stay and Guy Assemblies | Stay ground anchor - upgrade | Construction | A191 | Ground anchor upgrade reqd - reconductoring due to fault level constraint. | B512 | Ground anchor | upgrade reqd | fault level constraint. | Poles | [Pole - Stay] |  |  |  |  | 1 | replace
OH - Stay and Guy Assemblies | Stay ground anchor - upgrade | Construction | A191 | Ground anchor upgrade reqd - reconductoring due to thermal constraint. | B510 | Ground anchor | upgrade reqd | thermal constraint. | Poles | [Pole - Stay] |  |  |  |  | 1 | replace
OH - Stay and Guy Assemblies | Stay ground anchor - upgrade | Construction | A191 | Ground anchor upgrade reqd - reconductoring due to voltage constraint. | B511 | Ground anchor | upgrade reqd | voltage constraint. | Poles | [Pole - Stay] |  |  |  |  | 1 | replace
Pole | Pole - Install Aerial Hazard Markers | Defects | PAHI | Hazard Marker Required |  |  |  |  | Poles | [5 empty] | 1 | modify
Pole | Pole - Remove Aerial Hazard Markers | Defects | PAHR | Hazard Markers Not Required |  |  |  |  | Poles | [5 empty] | 1 | repair
Pole | Pole - Autopsy Reqd | Defects | PAUR | High Winds |  |  |  |  | Poles | [5 empty] | 1 | inspect
Pole | Pole - Condemned - Replace | Defects | PRRP | High Winds |  |  |  |  | Poles | [5 empty] | 2 | replace
Pole | Pole - Pole Failure | Defects | PPFI | High Winds |  |  |  |  | Poles | [5 empty] | 3 | replace
Pole | Pole - Pole Failure Autopsy Results | Defects | PFAI | High Winds |  |  |  |  | Poles | [5 empty] | 4 | na |  | audit mechanism
Pole | Pole - Condemned - Replace | Defects | PRRP | HV Insufficent Ground Clearance |  |  |  |  | Poles | [5 empty] | 1 | replace
Pole | Pole - Install Additional | Defects | PAPI | HV Insufficent Ground Clearance |  |  |  |  | Poles | [5 empty] | 2 | install
Pole | Pole - Apply Heartrot Treatment | Defects | PAHT | Internal Decay |  |  |  |  | Poles | [5 empty] | 1 | repair
Pole | Pole - Autopsy Reqd | Defects | PAUR | Internal Decay Above |  |  |  |  | Poles | [5 empty] | 1 | inspect
Pole | Pole - Condemned - Replace | Defects | PRRP | Internal Decay Above |  |  |  |  | Poles | [5 empty] | 2 | replace
Pole | Pole - Pole Failure | Defects | PPFI | Internal Decay Above |  |  |  |  | Poles | [5 empty] | 3 | replace
Pole | Pole - Pole Failure Autopsy Results | Defects | PFAI | Internal Decay Above |  |  |  |  | Poles | [5 empty] | 4 | na |  | audit mechanism
Pole | Pole - Autopsy Reqd | Defects | PAUR | Internal Decay Below |  |  |  |  | Poles | [5 empty] | 1 | inspect
Pole | Pole - Condemned - Replace | Defects | PRRP | Internal Decay Below |  |  |  |  | Poles | [5 empty] | 2 | replace
Pole | Pole - Pole Failure | Defects | PPFI | Internal Decay Below |  |  |  |  | Poles | [5 empty] | 3 | replace
Pole | Pole - Pole Failure Autopsy Results | Defects | PFAI | Internal Decay Below |  |  |  |  | Poles | [5 empty] | 4 | na |  | audit mechanism
Pole | Pole - Reinstate | Defects | PRTE | Internal Decay Below |  |  |  |  | Poles | [5 empty] | 5 | modify |  | reinforce
Pole | Pole - Autopsy Reqd | Defects | PAUR | Internal Pipe |  |  |  |  | Poles | [5 empty] | 1 | inspect
Pole | Pole - Condemned - Replace | Defects | PRRP | Internal Pipe |  |  |  |  | Poles | [5 empty] | 2 | replace
Pole | Pole - Pole Failure | Defects | PPFI | Internal Pipe |  |  |  |  | Poles | [5 empty] | 3 | replace
Pole | Pole - Pole Failure Autopsy Results | Defects | PFAI | Internal Pipe |  |  |  |  | Poles | [5 empty] | 4 | na |  | audit mechanism
Pole | Pole - Reinstate | Defects | PRTE | Internal Pipe |  |  |  |  | Poles | [5 empty] | 5 | modify |  | reinforce
Pole | Pole - Anti-Split Bolt Required | Defects | PASB | Lightning Strike |  |  |  |  | Poles | [5 empty] | 16 | modify |  | Sam
Pole | Pole - Autopsy Reqd | Defects | PAUR | Lightning Strike |  |  |  |  | Poles | [5 empty] | 17 | inspect
Pole | Pole - Condemned - Replace | Defects | PRRP | Lightning Strike |  |  |  |  | Poles | [5 empty] | 18 | replace
Pole | Pole - Pole Failure | Defects | PPFI | Lightning Strike |  |  |  |  | Poles | [5 empty] | 19 | replace
Pole | Pole - Pole Failure Autopsy Results | Defects | PFAI | Lightning Strike |  |  |  |  | Poles | [5 empty] | 20 | na |  | audit mechanism
OH - Stay and Guy Assemblies | Stay barrier - repair | Defects | A189 | Livestock barrier deteriorated - livestock / normal use. | C012 | Stay barrier | deteriorated | livestock / normal use. | Poles | [Pole - Stay] |  |  |  |  | 1 | repair
Pole | Pole - Replace - System Alteration | Defects | PRSA | Low Clearance |  |  |  |  | Poles | [5 empty] | 1 | replace
Pole | Pole - Condemned - Replace | Defects | PRRP | LV Insufficent Ground Clearance |  |  |  |  | Poles | [5 empty] | 1 | replace
Pole | Pole - Install Additional | Defects | PAPI | LV Insufficent Ground Clearance |  |  |  |  | Poles | [5 empty] | 2 | install
Pole | Pole - Programmed Radial Subtrans Refurbish | Defects | PRSR | Networks Capital Project |  |  |  |  | Poles | [5 empty] | 1 | replace
Pole | Pole - Bypassed | Defects | PBYP | No Access |  |  |  |  | Poles | [5 empty] | 1 | na
Pole | Pole - Design Survey Required | Defects | PDRQ | No Vehicle Access |  |  |  |  | Poles | [5 empty] | 1 | na |  | no work likely
Pole | Pole - Replace - System Alteration | Defects | PRSA | Not Suitable - Recloser Site |  |  |  |  | Poles | [5 empty] | 1 | replace
Pole | Pole - Replace - System Alteration | Defects | PRSA | Not Suitable - Regulator Site |  |  |  |  | Poles | [5 empty] | 1 | replace
Pole | Pole - Replace - System Alteration | Defects | PRSA | Not Suitable - Substation Site |  |  |  |  | Poles | [5 empty] | 1 | replace
Pole | Pole - Replace - System Alteration | Defects | PRSA | Not Suitable - Switch Gear Site |  |  |  |  | Poles | [5 empty] | 1 | replace
OH - Poles | Pole - upgrade | Construction | A149 | Operational Equipment - insufficient clearance - new installation | C946 | Operational Equipment | insufficient clearance | new installation | Poles | [Pole - Pole] |  |  |  |  | 1 | replace
Pole | Consider Asset Dismantle | Defects | COAD | Other - Add Note |  |  |  |  | Poles | [5 empty] | 18 | na |  | results not recorded
Pole | Consider Asset Removal | Defects | COAR | Other - Add Note |  |  |  |  | Poles | [5 empty] | 19 | na |  | results not recorded
Pole | Pole - Autopsy Reqd | Defects | PAUR | Other - Add Note |  |  |  |  | Poles | [5 empty] | 20 | inspect
Pole | Pole - Other Maintenance Required | Defects | POMR | Other - Add Note |  |  |  |  | Poles | [5 empty] | 21 | repair
Pole | Pole - Pole Failure | Defects | PPFI | Other - Add Note |  |  |  |  | Poles | [5 empty] | 22 | replace
Pole | Pole - Pole Failure Autopsy Required | Defects | PFAR | Other - Add Note |  |  |  |  | Poles | [5 empty] | 23 | na |  | audit mechanism
Pole | Pole - Pole Failure Autopsy Results | Defects | PFAI | Other - Add Note |  |  |  |  | Poles | [5 empty] | 24 | na |  | audit mechanism
Pole | Pole - Remove | Defects | PRVE | Other - Add Note |  |  |  |  | Poles | [5 empty] | 25 | retire
Pole | Pole - Replace - System Alteration | Defects | PRSA | Other - Add Note |  |  |  |  | Poles | [5 empty] | 26 | replace
Pole | Pole - Spar pole | Defects | PSPA | Other - Add Note |  |  |  |  | Poles | [5 empty] | 27 | na |  | exclude the task
Pole | Pole - Design Survey Required | Defects | PDRQ | Other Pole Defects |  |  |  |  | Poles | [5 empty] | 1 | na |  | no work likely
OH - Poles | Pole - replace | Defects | A145 | Pole (concrete) broken / damaged - aircraft impact. | C265 | Pole (concrete) | broken / damaged | aircraft impact. | Poles | [Pole - Pole] |  |  |  |  | 1 | replace
OH - Poles | Pole - repair | Defects | A144 | Pole (concrete) broken / damaged - concrete spalling. | C266 | Pole (concrete) | deteriorated | concrete spalling. | Poles | [Pole - Pole] |  |  |  |  | 1 | repair |  | further degradation avoided
OH - Poles | Pole - replace | Defects | A145 | Pole (concrete) broken / damaged - concrete spalling. | C266 | Pole (concrete) | deteriorated | concrete spalling. | Poles | [Pole - Pole] |  |  |  |  | 2 | replace
OH - Poles | Pole - replace | Defects | A145 | Pole (concrete) broken / damaged - corrosion of reinforcement. | C267 | Pole (concrete) | deteriorated | corrosion of reinforcement. | Poles | [Pole - Pole] |  |  |  |  | 1 | replace
OH - Poles | Pole - replace | Defects | A145 | Pole (concrete) broken / damaged - cracking / splitting. | C260 | Pole (concrete) | deteriorated | cracking / splitting. | Poles | [Pole - Pole] |  |  |  |  | 1 | replace
OH - Poles | Pole - replace | Defects | A145 | Pole (concrete) broken / damaged - extreme wind >140km/h. | C268 | Pole (concrete) | broken / damaged | extreme wind >140km/h. | Poles | [Pole - Pole] |  |  |  |  | 1 | replace
OH - Poles | Pole - replace | Defects | A145 | Pole (concrete) broken / damaged - mechanical overload. | C259 | Pole (concrete) | broken / damaged | mechanical overload. | Poles | [Pole - Pole] |  |  |  |  | 1 | replace
OH - Poles | Pole - replace | Defects | A145 | Pole (concrete) broken / damaged - support failure (stay / bollard). | C261 | Pole (concrete) | broken / damaged | support failure (stay / bollard). | Poles | [Pole - Pole] |  |  |  |  | 1 | replace
OH - Poles | Pole - replace | Defects | A145 | Pole (concrete) broken / damaged - vegetation fallen from outside corridor. | C262 | Pole (concrete) | broken / damaged | vegetation fallen from outside corridor. | Poles | [Pole - Pole] |  |  |  |  | 1 | replace
OH - Poles | Pole - replace | Defects | A145 | Pole (concrete) broken / damaged - vegetation fallen from within corridor. | C263 | Pole (concrete) | broken / damaged | vegetation fallen from within corridor. | Poles | [Pole - Pole] |  |  |  |  | 1 | replace
OH - Poles | Pole - replace | Defects | A145 | Pole (concrete) broken / damaged - vehicle impact. | C264 | Pole (concrete) | broken / damaged | vehicle impact. | Poles | [Pole - Pole] |  |  |  |  | 1 | replace
OH - Poles | Pole - repair | Defects | A144 | Pole (concrete) degraded appearance - vandalism. | C271 | Pole (concrete) | degraded appearance | vandalism. | Poles | [Pole - Pole] |  |  |  |  | 1 | repair |  | further degradation avoided
OH - Poles | Pole - upgrade | Construction | A149 | Pole (concrete) insufficient strength / size - reconductoring due to fault level constraint. | C275 | Pole (concrete) | insufficient strength / size | reconductoring (fault level constraint). | Poles | [Pole - Pole] |  |  |  |  | 1 | replace
OH - Poles | Pole - upgrade | Construction | A149 | Pole (concrete) insufficient strength / size - reconductoring due to thermal constraint. | C273 | Pole (concrete) | insufficient strength / size | reconductoring (thermal constraint). | Poles | [Pole - Pole] |  |  |  |  | 1 | replace
OH - Poles | Pole - upgrade | Construction | A149 | Pole (concrete) insufficient strength / size - reconductoring due to voltage constraint. | C274 | Pole (concrete) | insufficient strength / size | reconductoring (voltage constraint). | Poles | [Pole - Pole] |  |  |  |  | 1 | replace
OH - Poles | Pole - replace | Defects | A145 | Pole (concrete) leaning - mechanical overload. | C255 | Pole (concrete) | leaning | mechanical overload. | Poles | [Pole - Pole] |  |  |  |  | 1 | replace
OH - Poles | Pole - replace | Defects | A145 | Pole (concrete) leaning - pole footing failure. | C256 | Pole (concrete) | leaning | pole footing failure. | Poles | [Pole - Pole] |  |  |  |  | 1 | replace
OH - Poles | Pole - replace | Defects | A145 | Pole (concrete) leaning - support failure (stay / bollard). | C257 | Pole (concrete) | leaning | support failure (stay / bollard). | Poles | [Pole - Pole] |  |  |  |  | 1 | replace
OH - Poles | Pole - replace | Defects | A145 | Pole (concrete) leaning - vehicle impact. | C258 | Pole (concrete) | leaning | vehicle impact. | Poles | [Pole - Pole] |  |  |  |  | 1 | replace
OH - Poles | Pole - replace | Defects | A145 | Pole (concrete) relocation reqd - conductor or pole encroaching property boundary. | C272 | Pole (concrete) | relocation reqd | conductor or pole encroaching property boundary. | Poles | [Pole - Pole] |  |  |  |  | 1 | replace
OH - Poles | Pole - replace | Defects | A145 | Pole (steel reticulation) broken / damaged - aircraft impact. | C285 | Pole (steel reticulation) | broken / damaged | aircraft impact. | Poles | [Pole - Pole] |  |  |  |  | 1 | replace
OH - Poles | Pole - replace | Defects | A145 | Pole (steel reticulation) broken / damaged - extreme wind >140km/h. | C286 | Pole (steel reticulation) | broken / damaged | extreme wind >140km/h. | Poles | [Pole - Pole] |  |  |  |  | 1 | replace
OH - Poles | Pole - replace | Defects | A145 | Pole (steel reticulation) broken / damaged - mechanical overload. | C280 | Pole (steel reticulation) | broken / damaged | mechanical overload. | Poles | [Pole - Pole] |  |  |  |  | 1 | replace
OH - Poles | Pole - replace | Defects | A145 | Pole (steel reticulation) broken / damaged - support failure (stay / bollard). | C281 | Pole (steel reticulation) | broken / damaged | support failure (stay / bollard). | Poles | [Pole - Pole] |  |  |  |  | 1 | replace
OH - Poles | Pole - replace | Defects | A145 | Pole (steel reticulation) broken / damaged - vegetation fallen from outside corridor. | C282 | Pole (steel reticulation) | broken / damaged | vegetation fallen from outside corridor. | Poles | [Pole - Pole] |  |  |  |  | 1 | replace
OH - Poles | Pole - replace | Defects | A145 | Pole (steel reticulation) broken / damaged - vegetation fallen from within corridor. | C283 | Pole (steel reticulation) | broken / damaged | vegetation fallen from within corridor. | Poles | [Pole - Pole] |  |  |  |  | 1 | replace
OH - Poles | Pole - replace | Defects | A145 | Pole (steel reticulation) broken / damaged - vehicle impact. | C284 | Pole (steel reticulation) | broken / damaged | vehicle impact. | Poles | [Pole - Pole] |  |  |  |  | 1 | replace
OH - Poles | Pole - repair | Defects | A144 | Pole (steel reticulation) degraded appearance - vandalism. | C293 | Pole (steel reticulation) | degraded appearance | vandalism. | Poles | [Pole - Pole] |  |  |  |  | 1 | repair |  | further degradation avoided
OH - Poles | Pole - upgrade | Construction | A149 | Pole (steel reticulation) insufficient strength / size - reconductoring due to fault level constraint. | C297 | Pole (steel reticulation) | insufficient strength / size | reconductoring (fault level constraint). | Poles | [Pole - Pole] |  |  |  |  | 1 | replace
OH - Poles | Pole - upgrade | Construction | A149 | Pole (steel reticulation) insufficient strength / size - reconductoring due to thermal constraint. | C295 | Pole (steel reticulation) | insufficient strength / size | reconductoring (thermal constraint). | Poles | [Pole - Pole] |  |  |  |  | 1 | replace
OH - Poles | Pole - upgrade | Construction | A149 | Pole (steel reticulation) insufficient strength / size - reconductoring due to voltage constraint. | C296 | Pole (steel reticulation) | insufficient strength / size | reconductoring (voltage constraint). | Poles | [Pole - Pole] |  |  |  |  | 1 | replace
OH - Poles | Pole - replace | Defects | A145 | Pole (steel reticulation) leaning - mechanical overload. | C276 | Pole (steel reticulation) | leaning | mechanical overload. | Poles | [Pole - Pole] |  |  |  |  | 1 | replace
OH - Poles | Pole - replace | Defects | A145 | Pole (steel reticulation) leaning - pole footing failure. | C277 | Pole (steel reticulation) | leaning | pole footing failure. | Poles | [Pole - Pole] |  |  |  |  | 1 | replace
OH - Poles | Pole - replace | Defects | A145 | Pole (steel reticulation) leaning - support failure (stay / bollard). | C278 | Pole (steel reticulation) | leaning | support failure (stay / bollard). | Poles | [Pole - Pole] |  |  |  |  | 1 | replace
OH - Poles | Pole - replace | Defects | A145 | Pole (steel reticulation) leaning - vehicle impact. | C279 | Pole (steel reticulation) | leaning | vehicle impact. | Poles | [Pole - Pole] |  |  |  |  | 1 | replace
OH - Poles | Pole - repair | Defects | A144 | Pole (steel reticulation) reduced strength - corrosion. | C288 | Pole (steel reticulation) | deteriorated | corrosion. | Poles | [Pole - Pole] |  |  |  |  | 1 | repair |  | further degradation avoided
OH - Poles | Pole - replace | Defects | A145 | Pole (steel reticulation) reduced strength - corrosion. | C288 | Pole (steel reticulation) | deteriorated | corrosion. | Poles | [Pole - Pole] |  |  |  |  | 2 | replace
OH - Poles | Pole - replace | Defects | A145 | Pole (steel reticulation) reduced strength or failure - fire damage - bushfire / burning off. | C291 | Pole (steel reticulation) | broken / damaged | fire damage (bushfire / burning off). | Poles | [Pole - Pole] |  |  |  |  | 1 | replace
OH - Poles | Pole - repair | Defects | A144 | Pole (steel reticulation) reduced strength or failure - rag bolts / nuts corroded. | C289 | Pole (steel reticulation) | deteriorated | rag bolts / nuts corroded. | Poles | [Pole - Pole] |  |  |  |  | 1 | repair |  | further degradation avoided
OH - Poles | Pole - replace | Defects | A145 | Pole (steel reticulation) reduced strength or failure - rag bolts / nuts corroded. | C289 | Pole (steel reticulation) | deteriorated | rag bolts / nuts corroded. | Poles | [Pole - Pole] |  |  |  |  | 2 | replace
OH - Poles | Pole - replace | Defects | A145 | Pole (steel reticulation) relocation reqd - conductor or pole encroaching property boundary. | C294 | Pole (steel reticulation) | relocation reqd | conductor or pole encroaching property boundary. | Poles | [Pole - Pole] |  |  |  |  | 1 | replace
OH - Poles | Pole - replace | Defects | A145 | Pole (timber) broken / damaged - aircraft impact. | C312 | Pole (timber) | broken / damaged | aircraft impact. | Poles | [Pole - Pole] |  |  |  |  | 1 | replace
OH - Poles | Pole - replace | Defects | A145 | Pole (timber) broken / damaged - cracking / splitting. | C304 | Pole (timber) | broken / damaged | cracking / splitting. | Poles | [Pole - Pole] |  |  |  |  | 1 | replace
OH - Poles | Pole - replace | Defects | A145 | Pole (timber) broken / damaged - extreme wind >140km/h. | C313 | Pole (timber) | broken / damaged | extreme wind >140km/h. | Poles | [Pole - Pole] |  |  |  |  | 1 | replace
OH - Poles | Pole - replace | Defects | A145 | Pole (timber) broken / damaged - fire damage - asset related. | C314 | Pole (timber) | broken / damaged | fire damage (asset related). | Poles | [Pole - Pole] |  |  |  |  | 1 | replace
OH - Poles | Pole - replace | Defects | A145 | Pole (timber) broken / damaged - fire damage - bushfire / burning off. | C315 | Pole (timber) | broken / damaged | fire damage (bushfire / burning off). | Poles | [Pole - Pole] |  |  |  |  | 1 | replace
OH - Poles | Pole - repair | Defects | A144 | Pole (timber) broken / damaged - fire damage CCA pole (bushfire/burning off). | B804 | Pole (timber) | broken / damaged | fire damage CCA pole (bushfire/burning off). | Poles | [Pole - Pole] |  |  |  |  | 1 | repair |  | further degradation avoided
OH - Poles | Pole - replace | Defects | A145 | Pole (timber) broken / damaged - fire damage CCA pole (bushfire/burning off). | B804 | Pole (timber) | broken / damaged | fire damage CCA pole (bushfire/burning off). | Poles | [Pole - Pole] |  |  |  |  | 2 | replace
OH - Poles | Pole - replace | Defects | A145 | Pole (timber) broken / damaged - fire damage CCA pole (asset related). | B803 | Pole (timber) | broken / damaged | fire damage CCA pole (asset related). | Poles | [Pole - Pole] |  |  |  |  | 1 | replace
OH - Poles | Pole - replace | Defects | A145 | Pole (timber) broken / damaged - fungal decay - brown rot. | C316 | Pole (timber) | deteriorated below grd (> 0.4m) | fungal decay (brown rot). | Poles | [Pole - Pole] |  |  |  |  | 1 | replace
OH - Poles | Pole - replace | Defects | A145 | Pole (timber) broken / damaged - fungal decay - external soft rot. | C317 | Pole (timber) | deteriorated below grd (> 0.4m) | fungal decay (external soft rot). | Poles | [Pole - Pole] |  |  |  |  | 1 | replace
OH - Poles | Pole - replace | Defects | A145 | Pole (timber) broken / damaged - fungal decay - other type. | C318 | Pole (timber) | deteriorated below grd (> 0.4m) | fungal decay (other type). | Poles | [Pole - Pole] |  |  |  |  | 1 | replace
OH - Poles | Pole - replace | Defects | A145 | Pole (timber) broken / damaged - fungal decay - white rot. | C319 | Pole (timber) | deteriorated below grd (> 0.4m) | fungal decay (white rot). | Poles | [Pole - Pole] |  |  |  |  | 1 | replace
OH - Poles | Pole - replace | Defects | A145 | Pole (timber) broken / damaged - lightning. | C302 | Pole (timber) | broken / damaged | lightning. | Poles | [Pole - Pole] |  |  |  |  | 1 | replace
OH - Poles | Pole - replace | Defects | A145 | Pole (timber) broken / damaged - mechanical overload. | C303 | Pole (timber) | broken / damaged | mechanical overload. | Poles | [Pole - Pole] |  |  |  |  | 1 | replace
OH - Poles | Pole - replace | Defects | A145 | Pole (timber) broken / damaged - support failure (stay / bollard). | C305 | Pole (timber) | broken / damaged | support failure (stay / bollard). | Poles | [Pole - Pole] |  |  |  |  | 1 | replace
OH - Poles | Pole - replace | Defects | A145 | Pole (timber) broken / damaged - termites - coptotermes. | C306 | Pole (timber) | deteriorated below grd (> 0.4m) | termites (coptotermes). | Poles | [Pole - Pole] |  |  |  |  | 1 | replace
OH - Poles | Pole - replace | Defects | A145 | Pole (timber) broken / damaged - termites - nasutitermes. | C307 | Pole (timber) | deteriorated below grd (> 0.4m) | termites (nasutitermes). | Poles | [Pole - Pole] |  |  |  |  | 1 | replace
OH - Poles | Pole - replace | Defects | A145 | Pole (timber) broken / damaged - termites - unknown type. | C308 | Pole (timber) | deteriorated below grd (> 0.4m) | termites (other type). | Poles | [Pole - Pole] |  |  |  |  | 1 | replace
OH - Poles | Pole - replace | Defects | A145 | Pole (timber) broken / damaged - vegetation fallen from outside corridor. | C309 | Pole (timber) | broken / damaged | vegetation fallen from outside corridor. | Poles | [Pole - Pole] |  |  |  |  | 1 | replace
OH - Poles | Pole - replace | Defects | A145 | Pole (timber) broken / damaged - vegetation fallen from within corridor. | C310 | Pole (timber) | broken / damaged | vegetation fallen from within corridor. | Poles | [Pole - Pole] |  |  |  |  | 1 | replace
OH - Poles | Pole - replace | Defects | A145 | Pole (timber) broken / damaged - vehicle impact. | C311 | Pole (timber) | broken / damaged | vehicle impact. | Poles | [Pole - Pole] |  |  |  |  | 1 | replace
OH - Poles | Pole - replace | Defects | A145 | Pole (timber) buried / exposed - ground level changes / erosion. | C320 | Pole (timber) | buried / exposed | ground level changes / erosion. | Poles | [Pole - Pole] |  |  |  |  | 1 | replace
OH - Poles | Pole - repair | Defects | A144 | Pole (timber) degraded appearance - vandalism. | C336 | Pole (timber) | degraded appearance | vandalism. | Poles | [Pole - Pole] |  |  |  |  | 1 | repair |  | further degradation avoided
OH - Poles | Pole - repair | Defects | A144 | Pole (timber) desapping required - dangerously hanging sapwood. | C335 | Pole (timber) | desapping required | dangerously hanging sapwood. | Poles | [Pole - Pole] |  |  |  |  | 1 | repair |  | further degradation avoided
OH - Poles | Pole - replace | Defects | A145 | Pole (timber) deteriorated above grd ( 0 - 1.8m) - fungal decay - brown rot. | B679 | Pole (timber) | deteriorated above grd ( 0 - 1.8m) | fungal decay (brown rot). | Poles | [Pole - Pole] |  |  |  |  | 1 | replace
OH - Poles | Pole - replace | Defects | A145 | Pole (timber) deteriorated above grd ( 0 - 1.8m) - fungal decay - other type. | B670 | Pole (timber) | deteriorated above grd ( 0 - 1.8m) | fungal decay (other type). | Poles | [Pole - Pole] |  |  |  |  | 1 | replace
OH - Poles | Pole - replace | Defects | A145 | Pole (timber) deteriorated above grd ( 0 - 1.8m) - fungal decay - white rot. | B676 | Pole (timber) | deteriorated above grd ( 0 - 1.8m) | fungal decay (white rot). | Poles | [Pole - Pole] |  |  |  |  | 1 | replace
OH - Poles | Pole - replace | Defects | A145 | Pole (timber) deteriorated above grd ( 0 - 1.8m) - termites - coptotermes. | B677 | Pole (timber) | deteriorated above grd ( 0 - 1.8m) | termites (coptotermes). | Poles | [Pole - Pole] |  |  |  |  | 1 | replace
OH - Poles | Pole - replace | Defects | A145 | Pole (timber) deteriorated above grd ( 0 - 1.8m) - termites - nasutitermes. | B678 | Pole (timber) | deteriorated above grd ( 0 - 1.8m) | termites (nasutitermes). | Poles | [Pole - Pole] |  |  |  |  | 1 | replace
OH - Poles | Pole - replace | Defects | A145 | Pole (timber) deteriorated above grd ( 0 - 1.8m) - termites - other type. | B683 | Pole (timber) | deteriorated above grd ( 0 - 1.8m) | termites (other type). | Poles | [Pole - Pole] |  |  |  |  | 1 | replace
OH - Poles | Pole - replace | Defects | A145 | Pole (timber) deteriorated above grd (> 1.8m) - fungal decay - brown rot. | B691 | Pole (timber) | deteriorated above grd (> 1.8m) | fungal decay (brown rot). | Poles | [Pole - Pole] |  |  |  |  | 1 | replace
OH - Poles | Pole - replace | Defects | A145 | Pole (timber) deteriorated above grd (> 1.8m) - fungal decay - other type. | B693 | Pole (timber) | deteriorated above grd (> 1.8m) | fungal decay (other type). | Poles | [Pole - Pole] |  |  |  |  | 1 | replace
OH - Poles | Pole - replace | Defects | A145 | Pole (timber) deteriorated above grd (> 1.8m) - fungal decay - white rot. | B692 | Pole (timber) | deteriorated above grd (> 1.8m) | fungal decay (white rot). | Poles | [Pole - Pole] |  |  |  |  | 1 | replace
OH - Poles | Pole - replace | Defects | A145 | Pole (timber) deteriorated above grd (> 1.8m) - termites - coptotermes. | B688 | Pole (timber) | deteriorated above grd (> 1.8m) | termites (coptotermes). | Poles | [Pole - Pole] |  |  |  |  | 1 | replace
OH - Poles | Pole - replace | Defects | A145 | Pole (timber) deteriorated above grd (> 1.8m) - termites - nasutitermes. | B689 | Pole (timber) | deteriorated above grd (> 1.8m) | termites (nasutitermes). | Poles | [Pole - Pole] |  |  |  |  | 1 | replace
OH - Poles | Pole - replace | Defects | A145 | Pole (timber) deteriorated above grd (> 1.8m) - termites - other type. | B690 | Pole (timber) | deteriorated above grd (> 1.8m) | termites (other type). | Poles | [Pole - Pole] |  |  |  |  | 1 | replace
OH - Poles | Pole - replace | Defects | A145 | Pole (timber) deteriorated below grd ( 0 - 0.4m) - fungal decay - brown rot. | B681 | Pole (timber) | deteriorated below grd ( 0 - 0.4m) | fungal decay (brown rot). | Poles | [Pole - Pole] |  |  |  |  | 1 | replace
OH - Poles | Pole - replace | Defects | A145 | Pole (timber) deteriorated below grd ( 0 - 0.4m) - fungal decay - external soft rot. | B682 | Pole (timber) | deteriorated below grd ( 0 - 0.4m) | fungal decay (external soft rot). | Poles | [Pole - Pole] |  |  |  |  | 1 | replace
OH - Poles | Pole - replace | Defects | A145 | Pole (timber) deteriorated below grd ( 0 - 0.4m) - fungal decay - other type. | B684 | Pole (timber) | deteriorated below grd ( 0 - 0.4m) | fungal decay (other type). | Poles | [Pole - Pole] |  |  |  |  | 1 | replace
OH - Poles | Pole - replace | Defects | A145 | Pole (timber) deteriorated below grd ( 0 - 0.4m) - fungal decay - white rot. | B685 | Pole (timber) | deteriorated below grd ( 0 - 0.4m) | fungal decay (white rot). | Poles | [Pole - Pole] |  |  |  |  | 1 | replace
OH - Poles | Pole - replace | Defects | A145 | Pole (timber) deteriorated below grd ( 0 - 0.4m) - termites - coptotermes. | B673 | Pole (timber) | deteriorated below grd ( 0 - 0.4m) | termites (coptotermes). | Poles | [Pole - Pole] |  |  |  |  | 1 | replace
OH - Poles | Pole - replace | Defects | A145 | Pole (timber) deteriorated below grd ( 0 - 0.4m) - termites - nasutitermes. | B674 | Pole (timber) | deteriorated below grd ( 0 - 0.4m) | termites (nasutitermes). | Poles | [Pole - Pole] |  |  |  |  | 1 | replace
OH - Poles | Pole - replace | Defects | A145 | Pole (timber) deteriorated below grd ( 0 - 0.4m) - termites - other type. | B675 | Pole (timber) | deteriorated below grd ( 0 - 0.4m) | termites (other type). | Poles | [Pole - Pole] |  |  |  |  | 1 | replace
OH - Poles | Pole - upgrade | Construction | A149 | Pole (timber) insufficient strength / size - reconductoring due to fault level constraint. | C340 | Pole (timber) | insufficient strength / size | reconductoring (fault level constraint). | Poles | [Pole - Pole] |  |  |  |  | 1 | replace
OH - Poles | Pole - upgrade | Construction | A149 | Pole (timber) insufficient strength / size - reconductoring due to thermal constraint. | C338 | Pole (timber) | insufficient strength / size | reconductoring (thermal constraint). | Poles | [Pole - Pole] |  |  |  |  | 1 | replace
OH - Poles | Pole - upgrade | Construction | A149 | Pole (timber) insufficient strength / size - reconductoring due to voltage constraint. | C339 | Pole (timber) | insufficient strength / size | reconductoring (voltage constraint). | Poles | [Pole - Pole] |  |  |  |  | 1 | replace
OH - Poles | Pole - replace | Defects | A145 | Pole (timber) leaning - mechanical overload. | C298 | Pole (timber) | leaning | mechanical overload. | Poles | [Pole - Pole] |  |  |  |  | 1 | replace
OH - Poles | Pole - replace | Defects | A145 | Pole (timber) leaning - pole footing failure. | C299 | Pole (timber) | leaning | pole footing failure. | Poles | [Pole - Pole] |  |  |  |  | 1 | replace
OH - Poles | Pole - replace | Defects | A145 | Pole (timber) leaning - support failure (stay / bollard). | C300 | Pole (timber) | leaning | support failure (stay / bollard). | Poles | [Pole - Pole] |  |  |  |  | 1 | replace
OH - Poles | Pole - replace | Defects | A145 | Pole (timber) leaning - vehicle impact. | C301 | Pole (timber) | leaning | vehicle impact. | Poles | [Pole - Pole] |  |  |  |  | 1 | replace
OH - Poles | Pole - heartrot treatment | Defects | A278 | Pole (timber) preventative treatment - fungal decay - other type. | C334 | Pole (timber) | preventative treatment | fungal decay (other type). | Poles | [Pole - Pole] |  |  |  |  | 1 | inspect
OH - Poles | Pole reinforcement - install | Defects | A153 | Pole (timber) reduced strength - cracking / splitting. | C321 | Pole (timber) | reduced strength | cracking / splitting. | Poles | [Pole - Pole] | {broken} |  |  |  | 1 | modify
OH - Poles | Pole reinforcement - install | Defects | A153 | Pole (timber) reduced strength - fire damage - asset related. | C325 | Pole (timber) | reduced strength | fire damage (asset related). | Poles | [Pole - Pole] | {broken} |  |  |  | 1 | modify
OH - Poles | Pole reinforcement - install | Defects | A153 | Pole (timber) reduced strength - fire damage - bushfire / burning off. | C326 | Pole (timber) | reduced strength | fire damage (bushfire / burning off). | Poles | [Pole - Pole] | {broken} |  |  |  | 1 | modify
OH - Poles | Pole reinforcement - install | Defects | A153 | Pole (timber) reduced strength - fire damage CCA pole (bushfire/burning off). | B806 | Pole (timber) | reduced strength | fire damage CCA pole (bushfire/burning off). | Poles | [Pole - Pole] | {broken} |  |  |  | 1 | modify
OH - Poles | Pole reinforcement - install | Defects | A153 | Pole (timber) reduced strength - fire damage CCA pole (asset related). | B805 | Pole (timber) | reduced strength | fire damage CCA pole (asset related). | Poles | [Pole - Pole] | {broken} |  |  |  | 1 | modify
OH - Poles | Pole reinforcement - install | Defects | A153 | Pole (timber) reduced strength - fungal decay - brown rot. | C327 | Pole (timber) | reduced strength | fungal decay (brown rot). | Poles | [Pole - Pole] | {broken} |  |  |  | 1 | modify
OH - Poles | Pole reinforcement - install | Defects | A153 | Pole (timber) reduced strength - fungal decay - external soft rot. | C328 | Pole (timber) | reduced strength | fungal decay (external soft rot). | Poles | [Pole - Pole] | {broken} |  |  |  | 1 | modify
OH - Poles | Pole reinforcement - install | Defects | A153 | Pole (timber) reduced strength - fungal decay - other type. | C329 | Pole (timber) | reduced strength | fungal decay (other type). | Poles | [Pole - Pole] | {broken} |  |  |  | 1 | modify
OH - Poles | Pole reinforcement - install | Defects | A153 | Pole (timber) reduced strength - fungal decay - white rot. | C330 | Pole (timber) | reduced strength | fungal decay (white rot). | Poles | [Pole - Pole] | {broken} |  |  |  | 1 | modify
OH - Poles | Pole - termite follow up | Defects | A147 | Pole (timber) reduced strength - termites - coptotermes. | C322 | Pole (timber) | reduced strength | termites (coptotermes). | Poles | [Pole - Pole] |  |  |  |  | 1 | repair
OH - Poles | Pole - termite treatment | Defects | A148 | Pole (timber) reduced strength - termites - coptotermes. | C322 | Pole (timber) | reduced strength | termites (coptotermes). | Poles | [Pole - Pole] |  |  |  |  | 2 | repair
OH - Poles | Pole reinforcement - install | Defects | A153 | Pole (timber) reduced strength - termites - coptotermes. | C322 | Pole (timber) | reduced strength | termites (coptotermes). | Poles | [Pole - Pole] | {broken} |  |  |  | 3 | modify
OH - Poles | Pole - termite follow up | Defects | A147 | Pole (timber) reduced strength - termites - nasutitermes. | C323 | Pole (timber) | reduced strength | termites (nasutitermes). | Poles | [Pole - Pole] |  |  |  |  | 1 | repair
OH - Poles | Pole - termite treatment | Defects | A148 | Pole (timber) reduced strength - termites - nasutitermes. | C323 | Pole (timber) | reduced strength | termites (nasutitermes). | Poles | [Pole - Pole] |  |  |  |  | 2 | repair
OH - Poles | Pole reinforcement - install | Defects | A153 | Pole (timber) reduced strength - termites - nasutitermes. | C323 | Pole (timber) | reduced strength | termites (nasutitermes). | Poles | [Pole - Pole] | {broken} |  |  |  | 3 | modify
OH - Poles | Pole - termite follow up | Defects | A147 | Pole (timber) reduced strength - termites - unknown type. | C324 | Pole (timber) | reduced strength | termites (other type). | Poles | [Pole - Pole] |  |  |  |  | 1 | repair
OH - Poles | Pole - termite treatment | Defects | A148 | Pole (timber) reduced strength - termites - unknown type. | C324 | Pole (timber) | reduced strength | termites (other type). | Poles | [Pole - Pole] |  |  |  |  | 2 | repair
OH - Poles | Pole reinforcement - install | Defects | A153 | Pole (timber) reduced strength - termites - unknown type. | C324 | Pole (timber) | reduced strength | termites (other type). | Poles | [Pole - Pole] | {broken} |  |  |  | 3 | modify
OH - Poles | Pole - replace | Defects | A145 | Pole (timber) relocation reqd - conductor or pole encroaching property boundary. | C337 | Pole (timber) | relocation reqd | conductor or pole encroaching property boundary. | Poles | [Pole - Pole] |  |  |  |  | 1 | replace
OH - Poles | Pole - design assessment reqd | Defects | A142 | Pole (timber) relocation reqd - inaccessible. | B836 | Pole | relocation reqd | inaccessible. | Poles | [Pole - Pole] |  |  |  |  | 1 | na |  | no work likely
OH - Poles | Pole - design assessment reqd | Defects | A142 | Pole (timber) relocation reqd - recoverable works. | C331 | Pole | relocation reqd | recoverable works. | Poles | [Pole - Pole] |  |  |  |  | 1 | na |  | no work likely
OH - Poles | Pole - repair | Defects | A144 | Pole (timber) sapwood removal at ground line - fungal decay (external soft rot). | B780 | Pole (timber) | sapwood removal at ground line | fungal decay (external soft rot). | Poles | [Pole - Pole] |  |  |  |  | 1 | repair |  | further degradation avoided
OH - Poles | Pole - repair | Defects | A144 | Pole (timber) split - timber degradation. | C332 | Pole (timber) | split | timber degradation. | Poles | [5 empty] | 1 | repair
OH - Poles | Pole struts - install | Defects | A281 | Pole (timber) temporary support reqd - significantly reduced pole strength. | C333 | Pole (timber) | temporary support reqd | significantly reduced pole strength. | Poles | [5 empty] | 1 | modify
Pole | Pole - Condemned - Replace | Defects | PRRP | Pole Badly Split |  |  |  |  | Poles | [5 empty] | 1 | replace
Pole | Pole - Condemned - Replace | Defects | PRRP | Pole Burnt |  |  |  |  | Poles | [5 empty] | 1 | replace
Pole | Pole - Reinstate | Defects | PRTE | Pole Burnt |  |  |  |  | Poles | [5 empty] | 2 | modify |  | reinforce
Pole | Pole - Replace Pole Cap | Defects | PRPC | Pole Cap Faulty |  |  |  |  | Poles | [5 empty] | 1 | repair
OH - Poles | Pole cap - replace | Defects | A152 | Pole cap missing - failure of attachment. | B033 | Pole cap | missing | failure of attachment. | Poles | [5 empty] | 1 | repair
OH - Poles | Pole - repair | Defects | A144 | Pole cap missing - previous design standard. | B668 | Pole cap | missing | previous design standard. | Poles | [Pole - Pole] |  |  |  |  | 1 | modify
OH - Poles | Pole - conditional autopsy reqd | Defects | A277 | Pole condemned - autopsy reqd. | B669 | Pole | condemned | autopsy reqd. | Poles | [Pole - Pole] |  |  |  |  | 1 | na |  | results not recorded
OH - Poles | Pole - return to depot for autopsy | Defects | A298 | Pole condemned - autopsy reqd. | B669 | Pole | condemned | autopsy reqd. | Poles | [Pole - Pole] |  |  |  |  | 2 | na
OH - Poles | Pole - failure autopsy reqd | Other Tasks | A137 | Pole failed - autopsy reqd to determine cause. | C252 | Pole | failed | autopsy reqd. | Poles | [Pole - Pole] |  |  |  |  | 1 | inspect
OH - Poles | Pole - return to depot for autopsy | Defects | A298 | Pole failed - autopsy reqd to determine cause. | C252 | Pole | failed | autopsy reqd. | Poles | [Pole - Pole] |  |  |  |  | 2 | na
OH - Poles | Pole - failure report reqd | Defects | A138 | Pole failed - report required to determine cause. | C253 | Pole | failed | report required to determine cause. | Poles | [Pole - Pole] |  |  |  |  | 1 | na |  | audit mechanism
Pole | Pole - Autopsy Reqd | Defects | PAUR | Pole Failure Termite Damage |  |  |  |  | Poles | [5 empty] | 1 | inspect
Pole | Pole - Pole Failure | Defects | PPFI | Pole Failure Termite Damage |  |  |  |  | Poles | [5 empty] | 2 | replace
Pole | Pole - Pole Failure Autopsy Results | Defects | PFAI | Pole Failure Termite Damage |  |  |  |  | Poles | [5 empty] | 3 | na |  | audit mechanism
Pole | Pole - Temporary Strutts Required | Defects | PTSR | Pole Faulty |  |  |  |  | Poles | [5 empty] | 1 | repair
OH - Poles | Pole fauna (possum) guard - replace | Defects | A318 | Pole fauna guard broken / damaged - corrosion / deterioration. | B863 | Pole fauna guard | broken / damaged | corrosion / deterioration. | Poles | [5 empty] | 1 | repair
OH - Poles | Pole fauna (possum) guard - install | Defects | A150 | Pole fauna guard installation reqd - wildlife accessing poletop. | B333 | Pole fauna guard | installation reqd | wildlife accessing poletop. | Poles | [5 empty] | 1 | modify
OH - Poles | Pole - repair | Defects | A144 | Pole foundation bitumen paving reqd - access reqd for inspection. | B837 | Pole foundation | bitumen paving reqd | access reqd for inspection. | Poles | [Pole - Pole] |  |  |  |  | 1 | repair
OH - Poles | Pole - repair | Defects | A144 | Pole foundation reduced strength - ground level changes / erosion. | B031 | Pole foundation | reduced strength | ground level changes / erosion. | Poles | [Pole - Pole] |  |  |  |  | 1 | repair
OH - Poles | Pole - repair | Defects | A144 | Pole foundation remove concrete - access reqd for inspection. |  |  |  |  | Poles | [Pole - Pole] |  |  |  |  | 1 | repair
OH - Poles | Pole - further inspection required | Defects | A139 | Pole groundline deteriorated - further investigation reqd. | B099 | Pole groundline | deteriorated | further investigation reqd. | Poles | [Pole - Pole] |  |  |  |  | 1 | inspect
OH - Poles | Pole - inspection audit | Other Tasks | A279 | Pole inspection audit reqd - contract inspector. | B343 | Pole inspection | audit reqd | contract inspector. | Poles | [Pole - Pole] |  |  |  |  | 1 | inspect
OH - Poles | Pole - inspection audit | Other Tasks | A279 | Pole inspection audit reqd - employee inspector. | B344 | Pole inspection | audit reqd | employee inspector. | Poles | [Pole - Pole] |  |  |  |  | 1 | inspect
OH - Poles | Pole - install | Construction | A140 | Pole installation reqd - new connection. | C250 | Pole | installation reqd | new connection. | Poles | [Pole - Pole] |  |  |  |  | 1 | install
OH - Poles | Pole - install | Construction | A140 | Pole installation reqd - security of supply. | C251 | Pole | installation reqd | security of supply. | Poles | [Pole - Pole] |  |  |  |  | 1 | install
OH - Poles | Pole - remove | Construction | A143 | Pole laying on ground - previously removed pole left on site. | C249 | Pole | laying on ground | previously removed pole left on site. | Poles | [Pole - Pole] |  |  |  |  | 1 | retire
Pole | Pole - Design Survey Required | Defects | PDRQ | Pole Leaning |  |  |  |  | Poles | [5 empty] | 1 | na |  | no work likely
Pole | Pole - Straighten | Defects | PSTN | Pole Leaning |  |  |  |  | Poles | [5 empty] | 2 | repair
OH - Poles | Pole - straighten | Defects | A146 | Pole leaning - mechanical overload. | C243 | Pole | leaning | mechanical overload. | Poles | [Pole - Pole] |  |  |  |  | 1 | repair
OH - Poles | Pole - straighten | Defects | A146 | Pole leaning - pole footing failure. | C244 | Pole | leaning | pole footing failure. | Poles | [Pole - Pole] |  |  |  |  | 1 | repair
OH - Poles | Pole - straighten | Defects | A146 | Pole leaning - support failure (stay / bollard). | C245 | Pole | leaning | support failure (stay / bollard). | Poles | [Pole - Pole] |  |  |  |  | 1 | repair
OH - Poles | Pole - straighten | Defects | A146 | Pole leaning - vehicle impact. | C246 | Pole | leaning | vehicle impact. | Poles | [Pole - Pole] |  |  |  |  | 1 | repair
Pole | Pole - Fit Struts | Defects | PFST | Pole Limited Life |  |  |  |  | Poles | [5 empty] | 1 | modify
Pole | Pole - Fully Supported Mark | Defects | PFSM | Pole Limited Life |  |  |  |  | Poles | [5 empty] | 2 | na |  | unknown
OH - Poles | Pole - remove | Construction | A143 | Pole redundant - no longer reqd. | C247 | Pole | redundant | no longer reqd. | Poles | [Pole - Pole] |  |  |  |  | 1 | retire
OH - Poles | Pole - replace | Defects | A145 | Pole reinforcement broken / damaged - vehicle impact. | C346 | Pole reinforcement | broken / damaged | vehicle impact. | Poles | [Pole - Pole] |  |  |  |  | 1 | replace
OH - Poles | Pole reinforcement - install | Defects | A153 | Pole reinforcement installation reqd - capital program. | B621 | Pole reinforcement | installation reqd | capital program. | Poles | [Pole - Reinforcement] |  |  |  |  | 1 | modify
OH - Poles | Pole - replace | Defects | A145 | Pole reinforcement reduced strength - corrosion. | C350 | Pole reinforcement | reduced strength | corrosion. | Poles | [Pole - Pole] |  |  |  |  | 1 | replace
OH - Poles | Pole reinforcement - replace | Defects | A154 | Pole reinforcement reduced strength - corrosion. | C350 | Pole reinforcement | reduced strength | corrosion. | Poles | [Pole - Reinforcement] | {broken} |  |  |  | 2 | repair
OH - Poles | Pole reinforcement bands - replace | Defects | A155 | Pole reinforcement reduced strength - corrosion. | C350 | Pole reinforcement | reduced strength | corrosion. | Poles | [Pole - Reinforcement] | {broken} |  |  |  | 3 | repair
OH - Poles | Pole - replace | Defects | A145 | Pole reinforcement reduced strength - incorrect reinforcement. | C347 | Pole reinforcement | reduced strength | incorrect reinforcement. | Poles | [5 empty] | 1 | replace
OH - Poles | Pole reinforcement - replace | Defects | A154 | Pole reinforcement reduced strength - incorrect reinforcement. | C347 | Pole reinforcement | reduced strength | incorrect reinforcement. | Poles | [Pole - Reinforcement] | {broken} |  |  |  | 2 | repair
OH - Poles | Pole - replace | Defects | A145 | Pole reinforcement reduced strength - loose bands. | C348 | Pole reinforcement | reduced strength | loose bands. | Poles | [5 empty] | 1 | replace
OH - Poles | Pole reinforcement bands - replace | Defects | A155 | Pole reinforcement reduced strength - loose bands. | C348 | Pole reinforcement | reduced strength | loose bands. | Poles | [Pole - Reinforcement] | {broken} |  |  |  | 2 | repair
OH - Poles | Pole reinforcement - install | Defects | A153 | Pole reinforcement reduced strength - vehicle impact. | C349 | Pole reinforcement | reduced strength | vehicle impact. | Poles | [Pole - Reinforcement] | {broken} | (impact) |  |  | 1 | modify
OH - Poles | Pole - design assessment reqd | Defects | A142 | Pole relocation reqd - conductor encroaches property boundary. | C254 | Pole | relocation reqd | conductor encroaches property boundary. | Poles | [5 empty] | 1 | na |  | no work likely
OH - Poles | Pole - design assessment reqd | Defects | A142 | Pole replacement candidate - investigation reqd | B881 | Pole | replacement candidate | investigation reqd. | Poles | [5 empty] | 1 | na |  | no work likely
OH - Poles | Pole - repair | Defects | A144 | Pole steps below minimum height - non compliant installation. | C353 | Pole steps | below minimum height | non compliant installation. | Poles | [5 empty] | 1 | repair
OH - Poles | Pole - repair | Defects | A144 | Pole steps broken / damaged - corrosion. | C351 | Pole steps | broken / damaged | corrosion. | Poles | [5 empty] | 1 | repair
OH - Poles | Pole - repair | Defects | A144 | Pole steps loose / missing - attachment degradation. | C352 | Pole steps | loose / missing | attachment degradation. | Poles | [5 empty] | 1 | repair
OH - Poles | Pole - further inspection required | Defects | A139 | Pole top deteriorated - further investigation reqd. | B098 | Pole top | deteriorated | further investigation reqd. | Poles | [5 empty] | 1 | inspect
OH - Poles | Pole - remove foreign attachment | Defects | A280 | Pole unauthorised attachment - unauthorised construction. | C248 | Pole | unauthorised attachment | unauthorised construction. | Poles | [5 empty] | 1 | repair
Pole | Pole - Remove Portable Step Plates | Defects | PRPS | Portable Step Plates Not Required |  |  |  |  | Poles | [5 empty] | 1 | repair
Pole | Pole - Tighten Bands/Bolts | Defects | PTBA | Reinstate Bands / Bolts Loose |  |  |  |  | Poles | [5 empty] | 1 | repair
Pole | Pole - Autopsy Reqd | Defects | PAUR | Return Pole Portion to FSC |  |  |  |  | Poles | [5 empty] | 1 | inspect
OH - Stay and Guy Assemblies | Stay wire - repair | Defects | A193 | Side walk strut broken / damaged - corrosion. | C503 | Side walk strut | broken / damaged | corrosion. | Poles | [Pole - Stay] |  |  |  |  | 1 | repair
OH - Stay and Guy Assemblies | Stay wire - replace | Defects | A194 | Side walk strut broken / damaged - corrosion. | C503 | Side walk strut | broken / damaged | corrosion. | Poles | [Pole - Stay] |  |  |  |  | 2 | repair
OH - Stay and Guy Assemblies | Stay wire - repair | Defects | A193 | Side walk strut broken / damaged - third party impact. | C502 | Side walk strut | broken / damaged | third party impact. | Poles | [Pole - Stay] |  |  |  |  | 1 | repair
OH - Stay and Guy Assemblies | Stay wire - replace | Defects | A194 | Side walk strut broken / damaged - third party impact. | C502 | Side walk strut | broken / damaged | third party impact. | Poles | [Pole - Stay] |  |  |  |  | 2 | replace
OH - Stay and Guy Assemblies | Stay - remove | Construction | A187 | Stay / guy redundant - no longer reqd. | C506 | Stay / guy | redundant | no longer reqd. | Poles | [Pole - Stay] |  |  |  |  | 1 | modify
OH - Stay and Guy Assemblies | Stay barrier - repair | Defects | A189 | Stay barrier broken / damaged - bushfire. | B851 | Stay barrier | broken / damaged | bushfire. | Poles | [Pole - Stay] |  |  |  |  | 1 | repair
OH - Stay and Guy Assemblies | Stay - install | Construction | A282 | Stay installation reqd - new connection. | B345 | Stay | installation reqd | new connection. | Poles | [Pole - Stay] |  |  |  |  | 1 | modify
OH - Stay and Guy Assemblies | Stay - install (existing pole) | Defects | A283 | Stay installation reqd - pole overloaded / leaning. | B347 | Stay | installation reqd | pole overloaded / leaning. | Poles | [Pole - Stay] |  |  |  |  | 1 | modify
OH - Stay and Guy Assemblies | Stay - install | Construction | A282 | Stay installation reqd - security of supply. | B346 | Stay | installation reqd | security of supply. | Poles | [Pole - Stay] |  |  |  |  | 1 | modify
OH - Stay and Guy Assemblies | Stay wire - repair | Defects | A193 | Stay insulator broken / damaged - broken insulator. | C510 | Stay insulator | broken / damaged | insulation degradation. | Poles | [Pole - Stay] |  |  |  |  | 1 | repair
OH - Stay and Guy Assemblies | Stay wire - repair | Defects | A193 | Stay insulator broken / damaged - degradation of timber insulation beam. | C509 | Stay insulator | broken / damaged | third party impact. | Poles | [Pole - Stay] |  |  |  |  | 1 | repair
OH - Stay and Guy Assemblies | Stay wire - repair | Defects | A193 | Stay insulator broken / damaged - lightning. | C508 | Stay insulator | broken / damaged | lightning. | Poles | [Pole - Stay] |  |  |  |  | 1 | repair
OH - Stay and Guy Assemblies | Stay wire - repair | Defects | A193 | Stay insulator broken / damaged - unknown. | B637 | Stay insulator | broken / damaged | unknown. | Poles | [Pole - Stay] |  |  |  |  | 1 | repair
OH - Stay and Guy Assemblies | Stay wire - replace | Defects | A194 | Stay insulator electrical breakdown - degradation of timber insulation beam. | C513 | Stay insulator | electrical breakdown | degradation of timber insulation beam. | Poles | [Pole - Stay] |  |  |  |  | 1 | replace
OH - Stay and Guy Assemblies | Stay wire - replace | Defects | A194 | Stay insulator electrical breakdown - lightning. | C512 | Stay insulator | electrical breakdown | lightning. | Poles | [Pole - Stay] |  |  |  |  | 1 | replace
OH - Stay and Guy Assemblies | Stay wire - repair | Defects | A193 | Stay insulator missing - not installed. | C511 | Stay insulator | missing | not installed. | Poles | [Pole - Stay] |  |  |  |  | 1 | repair
OH - Stay and Guy Assemblies | Stay wire - replace | Defects | A194 | Stay insulator missing - not installed. | C511 | Stay insulator | missing | not installed. | Poles | [Pole - Stay] |  |  |  |  | 2 | replace
OH - Stay and Guy Assemblies | Stay wire - replace | Defects | A194 | Stay replacement reqd - programmed replacement. | B601 | Stay | replacement reqd | programmed replacement. | Poles | [Pole - Stay] |  |  |  |  | 1 | replace
OH - Stay and Guy Assemblies | Stay ground anchor - replace | Defects | A190 | Stay replacement reqd - temporary installation. | B852 | Stay | replacement reqd | temporary installation. | Poles | [Pole - Stay] |  |  |  |  | 1 | replace
OH - Stay and Guy Assemblies | Stay wire - replace | Defects | A194 | Stay replacement reqd - temporary installation. | B852 | Stay | replacement reqd | temporary installation. | Poles | [Pole - Stay] |  |  |  |  | 2 | replace
OH - Stay and Guy Assemblies | Stay wire - upgrade | Construction | A192 | Stay upgrade reqd - reconductoring due to fault level constraint. | B350 | Stay | upgrade reqd | fault level constraint. | Poles | [Pole - Stay] |  |  |  |  | 1 | replace
OH - Stay and Guy Assemblies | Stay wire - upgrade | Construction | A192 | Stay upgrade reqd - reconductoring due to thermal constraint. | B348 | Stay | upgrade reqd | thermal constraint. | Poles | [Pole - Stay] |  |  |  |  | 1 | replace
OH - Stay and Guy Assemblies | Stay wire - upgrade | Construction | A192 | Stay upgrade reqd - reconductoring due to voltage constraint. | B349 | Stay | upgrade reqd | voltage constraint. | Poles | [Pole - Stay] |  |  |  |  | 1 | replace
OH - Stay and Guy Assemblies | Stay barrier - install | Defects | A188 | Stay wire arrangement broken / damaged - animals rubbing on stay wire. | C519 | Stay wire | broken / damaged | animal damage. | Poles | [Pole - Stay] |  |  |  |  | 1 | modify
OH - Stay and Guy Assemblies | Stay wire - replace | Defects | A194 | Stay wire arrangement broken / damaged - animals rubbing on stay wire. | C519 | Stay wire | broken / damaged | animal damage. | Poles | [Pole - Stay] |  |  |  |  | 2 | replace
OH - Stay and Guy Assemblies | Stay wire - replace | Defects | A194 | Stay wire arrangement broken / damaged - corrosion. | C520 | Stay wire | broken / damaged | corrosion. | Poles | [Pole - Stay] |  |  |  |  | 1 | replace
OH - Stay and Guy Assemblies | Stay wire - replace | Defects | A194 | Stay wire arrangement broken / damaged - lightning. | C515 | Stay wire | broken / damaged | lightning. | Poles | [Pole - Stay] |  |  |  |  | 1 | replace
OH - Stay and Guy Assemblies | Stay wire - repair | Defects | A193 | Stay wire arrangement broken / damaged - mechanical failure of insulator. | C516 | Stay wire | broken / damaged | deterioration. | Poles | [Pole - Stay] |  |  |  |  | 1 | repair
OH - Stay and Guy Assemblies | Stay wire - replace | Defects | A194 | Stay wire arrangement broken / damaged - non compliant installation. | C514 | Stay wire | broken / damaged | non compliant installation. | Poles | [Pole - Stay] |  |  |  |  | 1 | replace
OH - Stay and Guy Assemblies | Stay wire - replace | Defects | A194 | Stay wire arrangement broken / damaged - third party impact. | C517 | Stay wire | broken / damaged | third party impact. | Poles | [Pole - Stay] |  |  |  |  | 1 | replace
OH - Stay and Guy Assemblies | Stay wire - replace | Defects | A194 | Stay wire arrangement broken / damaged - vandalism. | C518 | Stay wire | broken / damaged | vandalism. | Poles | [Pole - Stay] |  |  |  |  | 1 | replace
OH - Stay and Guy Assemblies | Stay wire - repair | Defects | A193 | Stay wire arrangement loose - ground anchor movement. | B655 | Stay wire | loose | ground anchor movement. | Poles | [Pole - Stay] |  |  |  |  | 1 | repair
OH - Stay and Guy Assemblies | Stay wire - repair | Defects | A193 | Stay wire arrangement loose - pole movement. | B656 | Stay wire | loose | pole movement. | Poles | [Pole - Stay] |  |  |  |  | 1 | repair
OH - Stay and Guy Assemblies | Stay wire - repair | Defects | A193 | Stay wire arrangement slips - deadend/grip slippage on polymeric/timber longrod. | C521 | Stay wire | loose | deadend / grip slippage. | Poles | [Pole - Stay] |  |  |  |  | 1 | repair
OH - Stay and Guy Assemblies | Stay wire - repair | Defects | A193 | Stay wire arrangement slips - defective preformed splice. | C522 | Stay wire | loose | defective preformed splice. | Poles | [Pole - Stay] |  |  |  |  | 1 | repair
OH - Stay and Guy Assemblies | Stay wire - repair | Defects | A193 | Stay wire arrangement slips - split pole head/eye bolt arrangement. | C523 | Stay wire | loose | split pole head/eye bolt arrangement. | Poles | [Pole - Stay] |  |  |  |  | 1 | repair
OH - Stay and Guy Assemblies | Stay wire - repair | Defects | A193 | Stay wire batten damaged / missing - animal damage. | B733 | Stay wire batten | damaged / missing | animal damage. | Poles | [Pole - Stay] |  |  |  |  | 1 | repair
OH - Stay and Guy Assemblies | Stay wire - repair | Defects | A193 | Stay wire batten damaged / missing - deterioration. | C526 | Stay wire batten | damaged / missing | deterioration. | Poles | [Pole - Stay] |  |  |  |  | 1 | repair
OH - Stay and Guy Assemblies | Stay wire - repair | Defects | A193 | Stay wire batten damaged / missing - not installed. | C525 | Stay wire batten | missing | not installed. | Poles | [Pole - Stay] |  |  |  |  | 1 | repair
OH - Stay and Guy Assemblies | Stay wire - repair | Defects | A193 | Stay wire batten damaged / missing - third party impact. | C524 | Stay wire batten | damaged / missing | third party impact. | Poles | [Pole - Stay] |  |  |  |  | 1 | repair
OH - Stay and Guy Assemblies | Stay wire - repair | Defects | A193 | Stay wire batten damaged / missing - vandalism. | C527 | Stay wire batten | damaged / missing | vandalism. | Poles | [Pole - Stay] |  |  |  |  | 1 | repair
OH - Stay and Guy Assemblies | Stay wire - repair | Defects | A193 | Stay wire thimble dislodged - unknown. | B782 | Stay wire thimble | dislodged | unknown. | Poles | [Pole - Stay] |  |  |  |  | 1 | repair
Pole | Pole - Replace Pole Steps | Defects | PRPT | Steel Work Faulty |  |  |  |  | Poles | [5 empty] | 1 | repair
Pole | Pole - Replace Pole Top Bracket | Defects | PBTB | Steel Work Faulty |  |  |  |  | Poles | [5 empty] | 2 | repair
Pole | Pole - Replace - System Alteration | Defects | PRSA | System Augmentation |  |  |  |  | Poles | [5 empty] | 1 | replace
Pole | Pole - Autopsy Reqd | Defects | PAUR | Termite (Insect) Damage |  |  |  |  | Poles | [5 empty] | 1 | inspect
Pole | Pole - Condemned - Replace | Defects | PRRP | Termite (Insect) Damage |  |  |  |  | Poles | [5 empty] | 2 | replace
Pole | Pole - Pole Failure | Defects | PPFI | Termite (Insect) Damage |  |  |  |  | Poles | [5 empty] | 3 | replace
Pole | Pole - Pole Failure Autopsy Results | Defects | PFAI | Termite (Insect) Damage |  |  |  |  | Poles | [5 empty] | 4 | na |  | audit mechanism
Pole | Pole - Reinstate | Defects | PRTE | Termite (Insect) Damage |  |  |  |  | Poles | [5 empty] | 5 | modify |  | reinforce
Pole | Pole - Termite Research Followup | Defects | PTRF | Termite (Insect) Damage |  |  |  |  | Poles | [5 empty] | 6 | repair
Pole | Pole - Termite Research Trial | Defects | PTRT | Termite (Insect) Damage |  |  |  |  | Poles | [5 empty] | 7 | repair
Pole | Pole - Termite Treatment Followup Req. | Defects | PTTF | Termite (Insect) Damage |  |  |  |  | Poles | [5 empty] | 8 | repair
Pole | Pole - Termite Treatment Required | Defects | PTTR | Termite (Insect) Damage |  |  |  |  | Poles | [5 empty] | 9 | repair
OH - Poles | Pole - replace | Defects | A145 | Transformer insufficient clearance - unauthorised construction. | B478 | Transformer | insufficient clearance | unauthorised construction. | Poles | [5 empty] | 1 | replace
Pole | Pole - Condemned - Replace | Defects | PRRP | Unable to Reinforce |  |  |  |  | Poles | [5 empty] | 1 | replace
Pole | Pole - Autopsy Reqd | Defects | PAUR | Undersize |  |  |  |  | Poles | [5 empty] | 1 | inspect
Pole | Pole - Condemned - Replace | Defects | PRRP | Undersize |  |  |  |  | Poles | [5 empty] | 2 | replace
Pole | Pole - Pole Failure | Defects | PPFI | Undersize |  |  |  |  | Poles | [5 empty] | 3 | replace
Pole | Pole - Pole Failure Autopsy Results | Defects | PFAI | Undersize |  |  |  |  | Poles | [5 empty] | 4 | na |  | audit mechanism
Pole | Vegetation Pre Listing Inspection | Inspections | VINS | Vegetation - A1 - HV-inside clearance by 75-100% |  |  |  |  | Poles | [5 empty] | 1 | inspect
Pole | Vegetation Pre Listing Inspection | Inspections | VINS | Vegetation - A1 - LV-inside clearance by 75-100% |  |  |  |  | Poles | [5 empty] | 1 | inspect
Pole | Vegetation Pre Listing Inspection | Inspections | VINS | Vegetation - A2 - HV-inside clearance by 50-75% |  |  |  |  | Poles | [5 empty] | 1 | inspect
Pole | Vegetation Pre Listing Inspection | Inspections | VINS | Vegetation - A2 - LV-inside clearance by 50-75% |  |  |  |  | Poles | [5 empty] | 1 | inspect
Pole | Vegetation Pre Listing Inspection | Inspections | VINS | Vegetation - A3 - HV-inside clearance by 25-50% |  |  |  |  | Poles | [5 empty] | 1 | inspect
Pole | Vegetation Pre Listing Inspection | Inspections | VINS | Vegetation - A3 - LV-inside clearance by 25-50% |  |  |  |  | Poles | [5 empty] | 1 | inspect
Pole | Vegetation Pre Listing Inspection | Inspections | VINS | Vegetation - A4 - HV-inside clearance by 0-25% |  |  |  |  | Poles | [5 empty] | 1 | inspect
Pole | Vegetation Pre Listing Inspection | Inspections | VINS | Vegetation - A4 - LV-inside clearance by 0-25% |  |  |  |  | Poles | [5 empty] | 1 | inspect
Pole | Vegetation Pre Listing Inspection | Inspections | VINS | Vegetation - Touching Mains LV |  |  |  |  | Poles | [5 empty] | 1 | inspect
Pole | Vegetation Pre Listing Inspection | Inspections | VINS | Vegetation - Tree Near Mains 132kV 3m - 6.0m |  |  |  |  | Poles | [5 empty] | 1 | inspect
Pole | Vegetation Pre Listing Inspection | Inspections | VINS | Vegetation - Tree Near Mains HV - Overhang |  |  |  |  | Poles | [5 empty] | 1 | inspect
Pole | Vegetation Pre Listing Inspection | Inspections | VINS | Vegetation - Tree Near Mains HV 0m - 1.5m |  |  |  |  | Poles | [5 empty] | 1 | inspect
Pole | Vegetation Pre Listing Inspection | Inspections | VINS | Vegetation - Tree Near Mains HV 1.5m - 3.0m |  |  |  |  | Poles | [5 empty] | 1 | inspect
Pole | Pole - Autopsy Reqd | Defects | PAUR | Vehicle Damage |  |  |  |  | Poles | [5 empty] | 1 | inspect
Pole | Pole - Condemned - Replace | Defects | PRRP | Vehicle Damage |  |  |  |  | Poles | [5 empty] | 2 | replace
Pole | Pole - Design Survey Required | Defects | PDRQ | Vehicle Damage |  |  |  |  | Poles | [5 empty] | 3 | na |  | no work likely
Pole | Pole - Pole Failure | Defects | PPFI | Vehicle Damage |  |  |  |  | Poles | [5 empty] | 4 | replace
Pole | Pole - Pole Failure Autopsy Results | Defects | PFAI | Vehicle Damage |  |  |  |  | Poles | [5 empty] | 5 | na |  | audit mechanism
OH - Poles | Pole - failure autopsy reqd | Other Tasks | A137 | zOther cause (unknown / unlisted) - add note. | C000 | zOther | cause (unknown / unlisted) | add note. | Poles | [5 empty] | 9 | inspect
OH - Poles | Pole - inspection audit | Other Tasks | A279 | zOther cause (unknown / unlisted) - add note. | C000 | zOther | cause (unknown / unlisted) | add note. | Poles | [5 empty] | 10 | inspect
OH - Poles | Pole - conditional autopsy reqd | Defects | A277 | zOther cause (unknown / unlisted) - add note. | C000 | zOther | cause (unknown / unlisted) | add note. | Poles | [5 empty] | 11 | na |  | results not recorded
OH - Poles | Pole - design assessment reqd | Defects | A142 | zOther cause (unknown / unlisted) - add note. | C000 | zOther | cause (unknown / unlisted) | add note. | Poles | [5 empty] | 12 | na |  | no work likely
OH - Poles | Pole - failure report reqd | Defects | A138 | zOther cause (unknown / unlisted) - add note. | C000 | zOther | cause (unknown / unlisted) | add note. | Poles | [5 empty] | 13 | na |  | audit mechanism
OH - Poles | Pole - further inspection required | Defects | A139 | zOther cause (unknown / unlisted) - add note. | C000 | zOther | cause (unknown / unlisted) | add note. | Poles | [5 empty] | 14 | inspect
OH - Poles | Pole - heartrot treatment | Defects | A278 | zOther cause (unknown / unlisted) - add note. | C000 | zOther | cause (unknown / unlisted) | add note. | Poles | [5 empty] | 15 | repair
OH - Conductors | Conductor - repair | Defects | A030 | Conductor tie (hand) broken / damaged - corrosion. | B232 | Conductor tie (hand AAC/AAAC) | broken / damaged | corrosion. | Pole Top Equipment | [Conductor Ties - Tie] | {broken} | (corrosion) | hand | AAC/AAAC | 1 | replace
OH - Conductors | Conductor - repair | Defects | A030 | Conductor tie (hand ACSR/SCAC) broken / damaged - corrosion. | B751 | Conductor tie (hand ACSR/SCAC) | broken / damaged | corrosion. | Pole Top Equipment | [Conductor Ties - Tie] | {broken} | (corrosion) | hand | ACSR/SCAC | 1 | replace
OH - Conductors | Conductor - repair | Defects | A030 | Conductor tie (hand HDCu) broken / damaged - corrosion. | B752 | Conductor tie (hand HDCu) | broken / damaged | corrosion. | Pole Top Equipment | [Conductor Ties - Tie] | {broken} | (corrosion) | hand | HDCu | 1 | replace
OH - Conductors | Conductor - repair | Defects | A030 | Conductor tie (hand SCGZ) broken / damaged - corrosion. | B753 | Conductor tie (hand SCGZ) | broken / damaged | corrosion. | Pole Top Equipment | [Conductor Ties - Tie] | {broken} | (corrosion) | hand | SCGZ | 1 | replace
OH - Conductors | Conductor - repair | Defects | A030 | Conductor tie (preformed) broken / damaged - corrosion. | B001 | Conductor tie (preformed AAC/AAAC) | broken / damaged | corrosion. | Pole Top Equipment | [Conductor Ties - Tie] | {broken} | (corrosion) | preformed | AAC/AAAC | 1 | replace
OH - Conductors | Conductor - repair | Defects | A030 | Conductor tie (preformed ACSR/SCAC) broken / damaged - corrosion. | B766 | Conductor tie (preformed ACSR/SCAC) | broken / damaged | corrosion. | Pole Top Equipment | [Conductor Ties - Tie] | {broken} | (corrosion) | preformed | ACSR/SCAC | 1 | replace
OH - Conductors | Conductor - repair | Defects | A030 | Conductor tie (preformed HDCu) broken / damaged - corrosion. | B767 | Conductor tie (preformed HDCu) | broken / damaged | corrosion. | Pole Top Equipment | [Conductor Ties - Tie] | {broken} | (corrosion) | preformed | HDCu | 1 | replace
OH - Conductors | Conductor - repair | Defects | A030 | Conductor tie (preformed SCGZ) broken / damaged - corrosion. | B768 | Conductor tie (preformed SCGZ) | broken / damaged | corrosion. | Pole Top Equipment | [Conductor Ties - Tie] | {broken} | (corrosion) | preformed | SCGZ | 1 | replace
OH - Conductors | Conductor - repair | Defects | A030 | Conductor tie (hand) broken / damaged - fatigue. | B233 | Conductor tie (hand AAC/AAAC) | broken / damaged | fatigue. | Pole Top Equipment | [Conductor Ties - Tie] | {broken} | (fatigue) | hand | AAC/AAAC | 1 | replace
OH - Conductors | Conductor - repair | Defects | A030 | Conductor tie (hand ACSR/SCAC) broken / damaged - fatigue. | B754 | Conductor tie (hand ACSR/SCAC) | broken / damaged | fatigue. | Pole Top Equipment | [Conductor Ties - Tie] | {broken} | (fatigue) | hand | ACSR/SCAC | 1 | replace
OH - Conductors | Conductor - repair | Defects | A030 | Conductor tie (hand HDCu) broken / damaged - fatigue. | B755 | Conductor tie (hand HDCu) | broken / damaged | fatigue. | Pole Top Equipment | [Conductor Ties - Tie] | {broken} | (fatigue) | hand | HDCu | 1 | replace
OH - Conductors | Conductor - repair | Defects | A030 | Conductor tie (hand SCGZ) broken / damaged - fatigue. | B756 | Conductor tie (hand SCGZ) | broken / damaged | fatigue. | Pole Top Equipment | [Conductor Ties - Tie] | {broken} | (fatigue) | hand | SCGZ | 1 | replace
OH - Conductors | Conductor - repair | Defects | A030 | Conductor tie (preformed) broken / damaged - fatigue. | B002 | Conductor tie (preformed AAC/AAAC) | broken / damaged | fatigue. | Pole Top Equipment | [Conductor Ties - Tie] | {broken} | (fatigue) | preformed | AAC/AAAC | 1 | replace
OH - Conductors | Conductor - repair | Defects | A030 | Conductor tie (preformed ACSR/SCAC) broken / damaged - fatigue. | B769 | Conductor tie (preformed ACSR/SCAC) | broken / damaged | fatigue. | Pole Top Equipment | [Conductor Ties - Tie] | {broken} | (fatigue) | preformed | ACSR/SCAC | 1 | replace
OH - Conductors | Conductor - repair | Defects | A030 | Conductor tie (preformed HDCu) broken / damaged - fatigue. | B770 | Conductor tie (preformed HDCu) | broken / damaged | fatigue. | Pole Top Equipment | [Conductor Ties - Tie] | {broken} | (fatigue) | preformed | HDCu | 1 | replace
OH - Conductors | Conductor - repair | Defects | A030 | Conductor tie (preformed SCGZ) broken / damaged - fatigue. | B771 | Conductor tie (preformed SCGZ) | broken / damaged | fatigue. | Pole Top Equipment | [Conductor Ties - Tie] | {broken} | (fatigue) | preformed | SCGZ | 1 | replace
OH - Conductors | Conductor - repair | Defects | A030 | Conductor tie (hand) broken / damaged - pole/conductor impact. | B231 | Conductor tie (hand AAC/AAAC) | broken / damaged | pole/conductor impact. | Pole Top Equipment | [Conductor Ties - Tie] | {broken} | (impact) | hand | AAC/AAAC | 1 | replace
OH - Conductors | Conductor - repair | Defects | A030 | Conductor tie (hand ACSR/SCAC) broken / damaged - pole/conductor impact. | B748 | Conductor tie (hand ACSR/SCAC) | broken / damaged | pole/conductor impact. | Pole Top Equipment | [Conductor Ties - Tie] | {broken} | (impact) | hand | ACSR/SCAC | 1 | replace
OH - Conductors | Conductor - repair | Defects | A030 | Conductor tie (hand HDCu) broken / damaged - pole/conductor impact. | B749 | Conductor tie (hand HDCu) | broken / damaged | pole/conductor impact. | Pole Top Equipment | [Conductor Ties - Tie] | {broken} | (impact) | hand | HDCu | 1 | replace
OH - Conductors | Conductor - repair | Defects | A030 | Conductor tie (hand SCGZ) broken / damaged - pole/conductor impact. | B750 | Conductor tie (hand SCGZ) | broken / damaged | pole/conductor impact. | Pole Top Equipment | [Conductor Ties - Tie] | {broken} | (impact) | hand | SCGZ | 1 | replace
OH - Conductors | Conductor - repair | Defects | A030 | Conductor tie (preformed) broken / damaged - pole/conductor impact. | B000 | Conductor tie (preformed AAC/AAAC) | broken / damaged | pole/conductor impact. | Pole Top Equipment | [Conductor Ties - Tie] | {broken} | (impact) | preformed | AAC/AAAC | 1 | replace
OH - Conductors | Conductor - repair | Defects | A030 | Conductor tie (preformed ACSR/SCAC) broken / damaged - pole/conductor impact. | B763 | Conductor tie (preformed ACSR/SCAC) | broken / damaged | pole/conductor impact. | Pole Top Equipment | [Conductor Ties - Tie] | {broken} | (impact) | preformed | ACSR/SCAC | 1 | replace
OH - Conductors | Conductor - repair | Defects | A030 | Conductor tie (preformed HDCu) broken / damaged - pole/conductor impact. | B764 | Conductor tie (preformed HDCu) | broken / damaged | pole/conductor impact. | Pole Top Equipment | [Conductor Ties - Tie] | {broken} | (impact) | preformed | HDCu | 1 | replace
OH - Conductors | Conductor - repair | Defects | A030 | Conductor tie (preformed SCGZ) broken / damaged - pole/conductor impact. | B765 | Conductor tie (preformed SCGZ) | broken / damaged | pole/conductor impact. | Pole Top Equipment | [Conductor Ties - Tie] | {broken} | (impact) | preformed | SCGZ | 1 | replace
OH - Conductors | Conductor - repair | Defects | A030 | Conductor tie (hand) broken / damaged - non compliant installation. | B230 | Conductor tie (hand AAC/AAAC) | broken / damaged | non compliant installation. | Pole Top Equipment | [Conductor Ties - Tie] | {broken} | (installation error) | hand | AAC/AAAC | 1 | replace
OH - Conductors | Conductor - repair | Defects | A030 | Conductor tie (hand ACSR/SCAC) broken / damaged - non compliant installation. | B745 | Conductor tie (hand ACSR/SCAC) | broken / damaged | non compliant installation. | Pole Top Equipment | [Conductor Ties - Tie] | {broken} | (installation error) | hand | ACSR/SCAC | 1 | replace
OH - Conductors | Conductor - repair | Defects | A030 | Conductor tie (hand HDCu) damaged / missing - non compliant installation. | B746 | Conductor tie (hand HDCu) | broken / damaged | non compliant installation. | Pole Top Equipment | [Conductor Ties - Tie] | {broken} | (installation error) | hand | HDCu | 1 | replace
OH - Conductors | Conductor - repair | Defects | A030 | Conductor tie (hand SCGZ) broken / damaged - non compliant installation. | B747 | Conductor tie (hand SCGZ) | broken / damaged | non compliant installation. | Pole Top Equipment | [Conductor Ties - Tie] | {broken} | (installation error) | hand | SCGZ | 1 | replace
OH - Conductors | Conductor - repair | Defects | A030 | Conductor tie (preformed) broken / damaged - non compliant installation. | C999 | Conductor tie (preformed AAC/AAAC) | broken / damaged | non compliant installation. | Pole Top Equipment | [Conductor Ties - Tie] | {broken} | (installation error) | preformed | AAC/AAAC | 1 | replace
OH - Conductors | Conductor - repair | Defects | A030 | Conductor tie (preformed ACSR/SCAC) broken / damaged - non compliant installation. | B772 | Conductor tie (preformed ACSR/SCAC) | broken / damaged | non compliant installation. | Pole Top Equipment | [Conductor Ties - Tie] | {broken} | (installation error) | preformed | ACSR/SCAC | 1 | replace
OH - Conductors | Conductor - repair | Defects | A030 | Conductor tie (preformed HDCu) broken / damaged - non compliant installation. | B773 | Conductor tie (preformed HDCu) | broken / damaged | non compliant installation. | Pole Top Equipment | [Conductor Ties - Tie] | {broken} | (installation error) | preformed | HDCu | 1 | replace
OH - Conductors | Conductor - repair | Defects | A030 | Conductor tie (preformed SCGZ) broken / damaged - non compliant installation. | B774 | Conductor tie (preformed SCGZ) | broken / damaged | non compliant installation. | Pole Top Equipment | [Conductor Ties - Tie] | {broken} | (installation error) | preformed | SCGZ | 1 | replace
OH - Conductors | Conductor - repair | Defects | A030 | Conductor tie (hand) replacement reqd - conductor augmentation. | B235 | Conductor tie (hand AAC/AAAC) | replacement reqd | conductor augmentation. | Pole Top Equipment | [Conductor Ties - Tie] | {out of spec} | (related asset failure) | hand | AAC/AAAC | 1 | replace
OH - Conductors | Conductor - repair | Defects | A030 | Conductor tie (hand) replacement reqd - conductor retension. | B234 | Conductor tie (hand AAC/AAAC) | replacement reqd | conductor retension. | Pole Top Equipment | [Conductor Ties - Tie] | {out of spec} | (related asset failure) | hand | AAC/AAAC | 1 | replace
OH - Conductors | Conductor - repair | Defects | A030 | Conductor tie (hand ACSR/SCAC) replacement reqd - conductor augmentation. | B760 | Conductor tie (hand ACSR/SCAC) | replacement reqd | conductor augmentation. | Pole Top Equipment | [Conductor Ties - Tie] | {out of spec} | (related asset failure) | hand | ACSR/SCAC | 1 | replace
OH - Conductors | Conductor - repair | Defects | A030 | Conductor tie (hand ACSR/SCAC) replacement reqd - conductor retension. | B757 | Conductor tie (hand ACSR/SCAC) | replacement reqd | conductor retension. | Pole Top Equipment | [Conductor Ties - Tie] | {out of spec} | (related asset failure) | hand | ACSR/SCAC | 1 | replace
OH - Conductors | Conductor - repair | Defects | A030 | Conductor tie (hand HDCu) replacement reqd - conductor augmentation. | B761 | Conductor tie (hand HDCu) | replacement reqd | conductor augmentation. | Pole Top Equipment | [Conductor Ties - Tie] | {out of spec} | (related asset failure) | hand | HDCu | 1 | replace
OH - Conductors | Conductor - repair | Defects | A030 | Conductor tie (hand HDCu) replacement reqd - conductor retension. | B758 | Conductor tie (hand HDCu) | replacement reqd | conductor retension. | Pole Top Equipment | [Conductor Ties - Tie] | {out of spec} | (related asset failure) | hand | HDCu | 1 | replace
OH - Conductors | Conductor - repair | Defects | A030 | Conductor tie (hand SCGZ) replacement reqd - conductor augmentation. | B762 | Conductor tie (hand SCGZ) | replacement reqd | conductor augmentation. | Pole Top Equipment | [Conductor Ties - Tie] | {out of spec} | (related asset failure) | hand | SCGZ | 1 | replace
OH - Conductors | Conductor - repair | Defects | A030 | Conductor tie (hand SCGZ) replacement reqd - conductor retension. | B759 | Conductor tie (hand SCGZ) | replacement reqd | conductor retension. | Pole Top Equipment | [Conductor Ties - Tie] | {out of spec} | (related asset failure) | hand | SCGZ | 1 | replace
OH - Crossarms and Constructions | Crossarm - further inspection required | Defects | A060 | Crossarm further inspection required - damaged / deteriorated. | B303 | Crossarm | further inspection required | damaged / deteriorated. | Pole Top Equipment | [Crossarm - Crossarm] | {broken} | (unknown) |  |  | 1 | inspect
Crossarm | Crossarm - Fit Anti-Split Bolt | Defects | XFAS | Crossarm Split |  | Crossarm | broken / damaged | cracking / splitting. | Pole Top Equipment | [Crossarm - Crossarm] | {broken} | (cracking / splitting) |  |  | 1 | modify | fit anti-split bolt
Crossarm | Crossarm - Fit Anti-Split Bolt | Defects | XFAS | Crossarm Burnt |  | Crossarm | broken / damaged | burnt | Pole Top Equipment | [Crossarm - Crossarm] | {broken} | (fire damage) |  |  | 1 | modify | fit anti-split bolt
Crossarm | Crossarm - Fit Anti-Split Bolt | Defects | XFAS | Crossarm Lightning Strike |  | Crossarm | broken / damaged | lightning. | Pole Top Equipment | [Crossarm - Crossarm] | {broken} | (lightning strike) |  |  | 1 | modify | fit anti-split bolt
Crossarm | Crossarm - Replace | Defects | XREP | Leaning Pins |  | Insulator (pin) | broken / damaged |  | Pole Top Equipment | [Crossarm - Crossarm] | {broken} | (unknown) | pin |  | 1 | replace
Crossarm | Crossarm - Further Inspection Required | Defects | XFIR | Crossarm Split |  | Crossarm | broken / damaged | cracking / splitting. | Pole Top Equipment | [Crossarm - Crossarm] | {broken} | (cracking / splitting) |  |  | 2 | inspect
Crossarm | Crossarm - Further Inspection Required | Defects | XFIR | Crossarm Burnt |  | Crossarm | broken / damaged | burnt | Pole Top Equipment | [Crossarm - Crossarm] | {broken} | (fire damage) |  |  | 2 | inspect
Crossarm | Crossarm - Further Inspection Required | Defects | XFIR | Crossarm Lightning Strike |  | Crossarm | broken / damaged | lightning. | Pole Top Equipment | [Crossarm - Crossarm] | {broken} | (lightning strike) |  |  | 2 | inspect
Crossarm | Crossarm - Further Inspection Required | Defects | XFIR | Termite (Insect) Damage |  | Crossarm | broken / damaged | termites. | Pole Top Equipment | [Crossarm - Crossarm] | {broken} | (termites) |  |  | 10 | inspect
Crossarm | Crossarm - Further Inspection Required | Defects | XFIR | Crossarm Badly Weathered |  | Crossarm | broken / damaged | badly weathered. | Pole Top Equipment | [Crossarm - Crossarm] | {broken} | (weathering) |  |  | 1 | inspect
Crossarm | Crossarm - Further Inspection Required | Defects | XFIR | Crossarm Loose/Twisted |  | Crossarm | loose/twisted |  | Pole Top Equipment | [Crossarm - Crossarm] | {loose} | (unknown) |  |  | 1 | inspect
Crossarm | Crossarm - Replace | Defects | XREP | Crossarm Loose/Twisted |  | Crossarm | loose/twisted |  | Pole Top Equipment | [Crossarm - Crossarm] | {loose} | (unknown) |  |  | 2 | replace
OH - Crossarms and Constructions | Crossarm - further inspection required | Defects | A060 | zOther cause (unknown / unlisted) - add note. | C000 | zOther | cause (unknown / unlisted) | add note. | Pole Top Equipment | [Crossarm - Crossarm] | {unknown} | (unknown) |  |  | 16 | inspect
Crossarm | Crossarm - Install Longer Crossarm | Defects | XILC | Insufficient Phase Clearance |  | Conductor | insufficient clearance |  | Pole Top Equipment | [Crossarm - Crossarm] | {out of spec} | (related asset failure) |  |  | 1 | replace
OH - Crossarms and Constructions | Crossarm - repair | Defects | A062 | Crossarm (timber) anti-split bolts reqd - cracking / splitting. | B704 | Crossarm (timber) | anti-split bolts reqd | cracking / splitting. | Pole Top Equipment | [Crossarm - Crossarm] | {broken} | (cracking / splitting) |  | timber | 1 | modify | fit anti-split bolt
OH - Crossarms and Constructions | Crossarm - repair | Defects | A062 | Crossarm fittings deteriorated - corrosion. | B706 | Crossarm fittings | deteriorated | corrosion. | Pole Top Equipment | [Crossarm - Hardware] | {broken} | (corrosion) |  |  | 1 | repair
OH - Crossarms and Constructions | Crossarm - repair | Defects | A062 | zOther cause (unknown / unlisted) - add note. | C000 | zOther | cause (unknown / unlisted) | add note. | Pole Top Equipment | [Crossarm - Crossarm] | {unknown} | (unknown) |  |  | 17 | repair
OH - Crossarms and Constructions | Crossarm - replace | Defects | A063 | zOther cause (unknown / unlisted) - add note. | C000 | zOther | cause (unknown / unlisted) | add note. | Pole Top Equipment | [Crossarm - Crossarm] | {unknown} | (unknown) |  |  | 18 | replace
OH - Crossarms and Constructions | Poletop - replace construction | Defects | A321 | zOther cause (unknown / unlisted) - add note. | C000 | zOther | cause (unknown / unlisted) | add note. | Pole Top Equipment | [Crossarm - Crossarm] | {unknown} | (unknown) |  |  | 19 | replace
OH - Crossarms and Constructions | Crossarm - upgrade | Construction | A065 | zOther cause (unknown / unlisted) - add note. | C000 | zOther | cause (unknown / unlisted) | add note. | Pole Top Equipment | [Crossarm - Crossarm] | {unknown} | (unknown) |  |  | 20 | replace
OH - Crossarms and Constructions | Crossarm - repair | Defects | A062 | Crossarm fittings loose - loose / missing bolts. | B705 | Crossarm fittings | loose | loose / missing bolts. | Pole Top Equipment | [Crossarm - Hardware - Bolt] | {loose} | (unknown) |  |  | 1 | repair | tighten
OH - Crossarms and Constructions | Crossarm - further inspection required | Defects | A060 | Crossarm further inspection required - king bolt not visible. | B302 | Crossarm | further inspection required | king bolt not visible. | Pole Top Equipment | [Crossarm - Hardware - King Bolt] | {loose} | (unknown) |  |  | 1 | inspect
OH - Crossarms and Constructions | Crossarm - repair | Defects | A062 | Crossarm (fibreglass) loose/twisted - hardware/king bolt loose. | C908 | Crossarm (fibreglass) | loose/twisted | hardware/king bolt loose. | Pole Top Equipment | [Crossarm - Hardware] | {loose} | (unknown) |  | fibreglass | 1 | repair | tighten
OH - Crossarms and Constructions | Crossarm - replace | Defects | A063 | Crossarm (steel) broken / damaged - corrosion. | C928 | Crossarm (steel) | broken / damaged | corrosion. | Pole Top Equipment | [Crossarm - Crossarm] | {broken} | (corrosion) |  | steel | 1 | replace
OH - Crossarms and Constructions | Crossarm - replace | Defects | A063 | Crossarm (fibreglass) broken / damaged - cracking / splitting. | C911 | Crossarm (fibreglass) | broken / damaged | cracking / splitting. | Pole Top Equipment | [Crossarm - Crossarm] | {broken} | (cracking / splitting) |  | fibreglass | 1 | replace
OH - Crossarms and Constructions | Crossarm - replace | Defects | A063 | Crossarm (timber) broken / damaged - cracking / splitting. | C953 | Crossarm (timber) | broken / damaged | cracking / splitting. | Pole Top Equipment | [Crossarm - Crossarm] | {broken} | (cracking / splitting) |  | timber | 1 | replace
OH - Crossarms and Constructions | Crossarm - replace | Defects | A063 | Crossarm (timber laminated) broken / damaged - cracking / splitting. | C937 | Crossarm (timber laminated) | broken / damaged | cracking / splitting. | Pole Top Equipment | [Crossarm - Crossarm] | {broken} | (cracking / splitting) |  | timber laminated | 1 | replace
OH - Crossarms and Constructions | Crossarm - replace | Defects | A063 | Crossarm (timber PEC) broken / damaged - cracking / splitting. | C969 | Crossarm (timber PEC) | broken / damaged | cracking / splitting. | Pole Top Equipment | [Crossarm - Crossarm] | {broken} | (cracking / splitting) |  | timber PEC | 1 | replace
Crossarm | Crossarm - Replace | Defects | XREP | Crossarm Split |  | Crossarm | broken / damaged | cracking / splitting. | Pole Top Equipment | [Crossarm - Crossarm] | {broken} | (cracking / splitting) |  |  | 3 | replace
OH - Crossarms and Constructions | Crossarm - replace | Defects | A063 | Crossarm (fibreglass) broken / damaged - fire damage - asset related. | C918 | Crossarm (fibreglass) | broken / damaged | fire damage (asset related). | Pole Top Equipment | [Crossarm - Crossarm] | {broken} | (fire damage) |  | fibreglass | 1 | replace
OH - Crossarms and Constructions | Crossarm - replace | Defects | A063 | Crossarm (timber) broken / damaged - fire damage - asset related. | C959 | Crossarm (timber) | broken / damaged | fire damage (asset related). | Pole Top Equipment | [Crossarm - Crossarm] | {broken} | (fire damage) |  | timber | 1 | replace
OH - Crossarms and Constructions | Crossarm - replace | Defects | A063 | Crossarm (timber laminated) broken / damaged - fire damage - asset related. | C943 | Crossarm (timber laminated) | broken / damaged | fire damage (asset related). | Pole Top Equipment | [Crossarm - Crossarm] | {broken} | (fire damage) |  | timber laminated | 1 | replace
OH - Crossarms and Constructions | Crossarm - replace | Defects | A063 | Crossarm (timber PEC) broken / damaged - fire damage - asset related. | C975 | Crossarm (timber PEC) | broken / damaged | fire damage (asset related). | Pole Top Equipment | [Crossarm - Crossarm] | {broken} | (fire damage) |  | timber PEC | 1 | replace
Crossarm | Crossarm - Replace | Defects | XREP | Crossarm Burnt |  | Crossarm | broken / damaged | burnt | Pole Top Equipment | [Crossarm - Crossarm] | {broken} | (fire damage) |  |  | 3 | replace
OH - Crossarms and Constructions | Crossarm - replace | Defects | A063 | Crossarm (timber) broken / damaged - fungal decay - other type. | C960 | Crossarm (timber) | broken / damaged | fungal decay (other type). | Pole Top Equipment | [Crossarm - Crossarm] | {broken} | (fungal decay) |  | timber | 1 | replace
OH - Crossarms and Constructions | Crossarm - replace | Defects | A063 | Crossarm (timber) broken / damaged - fungal decay - white rot. | C961 | Crossarm (timber) | broken / damaged | fungal decay (white rot). | Pole Top Equipment | [Crossarm - Crossarm] | {broken} | (fungal decay) |  | timber | 1 | replace
OH - Crossarms and Constructions | Crossarm - replace | Defects | A063 | Crossarm (timber laminated) broken / damaged - fungal decay - other type. | C944 | Crossarm (timber laminated) | broken / damaged | fungal decay (other type). | Pole Top Equipment | [Crossarm - Crossarm] | {broken} | (fungal decay) |  | timber laminated | 1 | replace
OH - Crossarms and Constructions | Crossarm - replace | Defects | A063 | Crossarm (timber laminated) broken / damaged - fungal decay - white rot. | C945 | Crossarm (timber laminated) | broken / damaged | fungal decay (white rot). | Pole Top Equipment | [Crossarm - Crossarm] | {broken} | (fungal decay) |  | timber laminated | 1 | replace
OH - Crossarms and Constructions | Crossarm - replace | Defects | A063 | Crossarm (timber PEC) broken / damaged - fungal decay - other type. | C976 | Crossarm (timber PEC) | broken / damaged | fungal decay (other type). | Pole Top Equipment | [Crossarm - Crossarm] | {broken} | (fungal decay) |  | timber PEC | 1 | replace
OH - Crossarms and Constructions | Crossarm - replace | Defects | A063 | Crossarm (timber PEC) broken / damaged - fungal decay - white rot. | C977 | Crossarm (timber PEC) | broken / damaged | fungal decay (white rot). | Pole Top Equipment | [Crossarm - Crossarm] | {broken} | (fungal decay) |  | timber PEC | 1 | replace
Crossarm | Crossarm - Replace | Defects | XREP | Crossarm Fungal Decay |  | Crossarm | broken / damaged | fungal decay. | Pole Top Equipment | [Crossarm - Crossarm] | {broken} | (fungal decay) |  |  | 1 | replace
OH - Crossarms and Constructions | Crossarm - replace | Defects | A063 | Crossarm (fibreglass) broken / damaged - wind / storm debris (non veg). | C914 | Crossarm (fibreglass) | broken / damaged | wind / storm debris (non veg). | Pole Top Equipment | [Crossarm - Crossarm] | {broken} | (impact) |  | fibreglass | 1 | replace
OH - Crossarms and Constructions | Crossarm - replace | Defects | A063 | Crossarm (fibreglass) broken / damaged - vegetation fallen from outside corridor. | C912 | Crossarm (fibreglass) | broken / damaged | vegetation fallen from outside corridor. | Pole Top Equipment | [Crossarm - Crossarm] | {broken} | (impact) |  | fibreglass | 1 | replace
OH - Crossarms and Constructions | Crossarm - replace | Defects | A063 | Crossarm (fibreglass) broken / damaged - vegetation fallen from within corridor. | C913 | Crossarm (fibreglass) | broken / damaged | vegetation fallen from within corridor. | Pole Top Equipment | [Crossarm - Crossarm] | {broken} | (impact) |  | fibreglass | 1 | replace
OH - Crossarms and Constructions | Crossarm - replace | Defects | A063 | Crossarm (steel) broken / damaged - wind / storm debris (non veg). | C926 | Crossarm (steel) | broken / damaged | wind / storm debris (non veg). | Pole Top Equipment | [Crossarm - Crossarm] | {broken} | (impact) |  | steel | 1 | replace
OH - Crossarms and Constructions | Crossarm - replace | Defects | A063 | Crossarm (steel) broken / damaged - vegetation fallen from outside corridor. | C924 | Crossarm (steel) | broken / damaged | vegetation fallen from outside corridor. | Pole Top Equipment | [Crossarm - Crossarm] | {broken} | (impact) |  | steel | 1 | replace
OH - Crossarms and Constructions | Crossarm - replace | Defects | A063 | Crossarm (steel) broken / damaged - vegetation fallen from within corridor. | C925 | Crossarm (steel) | broken / damaged | vegetation fallen from within corridor. | Pole Top Equipment | [Crossarm - Crossarm] | {broken} | (impact) |  | steel | 1 | replace
OH - Crossarms and Constructions | Crossarm - replace | Defects | A063 | Crossarm (timber) broken / damaged - wind / storm debris (non veg). | C957 | Crossarm (timber) | broken / damaged | wind / storm debris (non veg). | Pole Top Equipment | [Crossarm - Crossarm] | {broken} | (impact) |  | timber | 1 | replace
OH - Crossarms and Constructions | Crossarm - replace | Defects | A063 | Crossarm (timber) broken / damaged - vegetation fallen from outside corridor. | C955 | Crossarm (timber) | broken / damaged | vegetation fallen from outside corridor. | Pole Top Equipment | [Crossarm - Crossarm] | {broken} | (impact) |  | timber | 1 | replace
OH - Crossarms and Constructions | Crossarm - replace | Defects | A063 | Crossarm (timber) broken / damaged - vegetation fallen from within corridor. | C956 | Crossarm (timber) | broken / damaged | vegetation fallen from within corridor. | Pole Top Equipment | [Crossarm - Crossarm] | {broken} | (impact) |  | timber | 1 | replace
OH - Crossarms and Constructions | Crossarm - replace | Defects | A063 | Crossarm (timber laminated) broken / damaged - wind / storm debris (non veg). | C941 | Crossarm (timber laminated) | broken / damaged | wind / storm debris (non veg). | Pole Top Equipment | [Crossarm - Crossarm] | {broken} | (impact) |  | timber laminated | 1 | replace
OH - Crossarms and Constructions | Crossarm - replace | Defects | A063 | Crossarm (timber laminated) broken / damaged - vegetation fallen from outside corridor. | C939 | Crossarm (timber laminated) | broken / damaged | vegetation fallen from outside corridor. | Pole Top Equipment | [Crossarm - Crossarm] | {broken} | (impact) |  | timber laminated | 1 | replace
OH - Crossarms and Constructions | Crossarm - replace | Defects | A063 | Crossarm (timber laminated) broken / damaged - vegetation fallen from within corridor. | C940 | Crossarm (timber laminated) | broken / damaged | vegetation fallen from within corridor. | Pole Top Equipment | [Crossarm - Crossarm] | {broken} | (impact) |  | timber laminated | 1 | replace
OH - Crossarms and Constructions | Crossarm - replace | Defects | A063 | Crossarm (timber PEC) broken / damaged - wind / storm debris (non veg). | C973 | Crossarm (timber PEC) | broken / damaged | wind / storm debris (non veg). | Pole Top Equipment | [Crossarm - Crossarm] | {broken} | (impact) |  | timber PEC | 1 | replace
OH - Crossarms and Constructions | Crossarm - replace | Defects | A063 | Crossarm (timber PEC) broken / damaged - vegetation fallen from outside corridor. | C971 | Crossarm (timber PEC) | broken / damaged | vegetation fallen from outside corridor. | Pole Top Equipment | [Crossarm - Crossarm] | {broken} | (impact) |  | timber PEC | 1 | replace
OH - Crossarms and Constructions | Crossarm - replace | Defects | A063 | Crossarm (timber PEC) broken / damaged - vegetation fallen from within corridor. | C972 | Crossarm (timber PEC) | broken / damaged | vegetation fallen from within corridor. | Pole Top Equipment | [Crossarm - Crossarm] | {broken} | (impact) |  | timber PEC | 1 | replace
OH - Crossarms and Constructions | Crossarm - replace | Defects | A063 | Crossarm (fibreglass) broken / damaged - lightning. | C909 | Crossarm (fibreglass) | broken / damaged | lightning. | Pole Top Equipment | [Crossarm - Crossarm] | {broken} | (lightning strike) |  | fibreglass | 1 | replace
OH - Crossarms and Constructions | Crossarm - replace | Defects | A063 | Crossarm (timber) broken / damaged - lightning. | C952 | Crossarm (timber) | broken / damaged | lightning. | Pole Top Equipment | [Crossarm - Crossarm] | {broken} | (lightning strike) |  | timber | 1 | replace
OH - Crossarms and Constructions | Crossarm - replace | Defects | A063 | Crossarm (timber laminated) broken / damaged - lightning. | C936 | Crossarm (timber laminated) | broken / damaged | lightning. | Pole Top Equipment | [Crossarm - Crossarm] | {broken} | (lightning strike) |  | timber laminated | 1 | replace
OH - Crossarms and Constructions | Crossarm - replace | Defects | A063 | Crossarm (timber PEC) broken / damaged - lightning. | C968 | Crossarm (timber PEC) | broken / damaged | lightning. | Pole Top Equipment | [Crossarm - Crossarm] | {broken} | (lightning strike) |  | timber PEC | 1 | replace
Crossarm | Crossarm - Replace | Defects | XREP | Crossarm Lightning Strike |  | Crossarm | broken / damaged | lightning. | Pole Top Equipment | [Crossarm - Crossarm] | {broken} | (lightning strike) |  |  | 3 | replace
OH - Crossarms and Constructions | Crossarm - replace | Defects | A063 | Crossarm (fibreglass) broken / damaged - mechanical overload. | C910 | Crossarm (fibreglass) | broken / damaged | mechanical overload. | Pole Top Equipment | [Crossarm - Crossarm] | {broken} | (related asset failure) |  | fibreglass | 1 | replace
OH - Crossarms and Constructions | Crossarm - replace | Defects | A063 | Crossarm (fibreglass) broken / damaged - secondary failure. | C916 | Crossarm (fibreglass) | broken / damaged | secondary failure. | Pole Top Equipment | [Crossarm - Crossarm] | {broken} | (related asset failure) |  | fibreglass | 1 | replace
OH - Crossarms and Constructions | Crossarm - replace | Defects | A063 | Crossarm (steel) broken / damaged - mechanical overload. | C923 | Crossarm (steel) | broken / damaged | mechanical overload. | Pole Top Equipment | [Crossarm - Crossarm] | {broken} | (related asset failure) |  | steel | 1 | replace
OH - Crossarms and Constructions | Crossarm - replace | Defects | A063 | Crossarm (steel) broken / damaged - secondary failure. | C929 | Crossarm (steel) | broken / damaged | secondary failure. | Pole Top Equipment | [Crossarm - Crossarm] | {broken} | (related asset failure) |  | steel | 1 | replace
OH - Crossarms and Constructions | Crossarm - replace | Defects | A063 | Crossarm (timber) broken / damaged - secondary failure. | C958 | Crossarm (timber) | broken / damaged | secondary failure. | Pole Top Equipment | [Crossarm - Crossarm] | {broken} | (related asset failure) |  | timber | 1 | replace
OH - Crossarms and Constructions | Crossarm - replace | Defects | A063 | Crossarm (timber laminated) broken / damaged - secondary failure. | C942 | Crossarm (timber laminated) | broken / damaged | secondary failure. | Pole Top Equipment | [Crossarm - Crossarm] | {broken} | (related asset failure) |  | timber laminated | 1 | replace
OH - Crossarms and Constructions | Crossarm - replace | Defects | A063 | Crossarm (timber PEC) broken / damaged - secondary failure. | C974 | Crossarm (timber PEC) | broken / damaged | secondary failure. | Pole Top Equipment | [Crossarm - Crossarm] | {broken} | (related asset failure) |  | timber PEC | 1 | replace
OH - Crossarms and Constructions | Crossarm - replace | Defects | A063 | Crossarm (timber) broken / damaged - termites. | C954 | Crossarm (timber) | broken / damaged | termites. | Pole Top Equipment | [Crossarm - Crossarm] | {broken} | (termites) |  | timber | 1 | replace
OH - Crossarms and Constructions | Crossarm - replace | Defects | A063 | Crossarm (timber laminated) broken / damaged - termites. | C938 | Crossarm (timber laminated) | broken / damaged | termites. | Pole Top Equipment | [Crossarm - Crossarm] | {broken} | (termites) |  | timber laminated | 1 | replace
OH - Crossarms and Constructions | Crossarm - replace | Defects | A063 | Crossarm (timber PEC) broken / damaged - termites. | C970 | Crossarm (timber PEC) | broken / damaged | termites. | Pole Top Equipment | [Crossarm - Crossarm] | {broken} | (termites) |  | timber PEC | 1 | replace
Crossarm | Crossarm - Replace | Defects | XREP | PEC Crossarm |  | Crossarm (timber PEC) | broken / damaged |  | Pole Top Equipment | [Crossarm - Crossarm] | {broken} | (termites) |  | timber PEC | 1 | replace
Crossarm | Crossarm - Replace | Defects | XREP | Termite (Insect) Damage |  | Crossarm | broken / damaged | termites. | Pole Top Equipment | [Crossarm - Crossarm] | {broken} | (termites) |  |  | 11 | replace
OH - Crossarms and Constructions | Crossarm - replace | Defects | A063 | Crossarm (fibreglass) broken / damaged - fibreglass degradation. | C917 | Crossarm (fibreglass) | broken / damaged | fibreglass degradation. | Pole Top Equipment | [Crossarm - Crossarm] | {broken} | (weathering) |  | fibreglass | 1 | replace
OH - Crossarms and Constructions | Crossarm - replace | Defects | A063 | Crossarm (timber) broken / damaged - badly weathered. | B653 | Crossarm (timber) | broken / damaged | badly weathered. | Pole Top Equipment | [Crossarm - Crossarm] | {broken} | (weathering) |  | timber | 1 | replace
Crossarm | Crossarm - Replace | Defects | XREP | Laminated Crossarm Deterioration |  | Crossarm | broken / damaged |  | Pole Top Equipment | [Crossarm - Crossarm] | {broken} | (weathering) |  | timber laminated | 1 | replace
Crossarm | Crossarm - Replace | Defects | XREP | Crossarm Badly Weathered |  | Crossarm | broken / damaged | badly weathered. | Pole Top Equipment | [Crossarm - Crossarm] | {broken} | (weathering) |  |  | 2 | replace
OH - Crossarms and Constructions | Crossarm - repair | Defects | A062 | Crossarm (steel) loose/twisted - hardware/king bolt loose. | C922 | Crossarm (steel) | loose/twisted | hardware/king bolt loose. | Pole Top Equipment | [Crossarm - Hardware] | {loose} | (unknown) |  | steel | 1 | repair | tighten
OH - Crossarms and Constructions | Crossarm - replace | Defects | A063 | Crossarm (timber) loose/twisted - mechanical overload. | C949 | Crossarm (timber) | loose/twisted | mechanical overload. | Pole Top Equipment | [Crossarm - Crossarm] | {loose} | (related asset failure) |  | timber | 1 | replace
OH - Crossarms and Constructions | Crossarm - replace | Defects | A063 | Crossarm (timber laminated) loose/twisted - mechanical overload. | C933 | Crossarm (timber laminated) | loose/twisted | mechanical overload. | Pole Top Equipment | [Crossarm - Crossarm] | {loose} | (related asset failure) |  | timber laminated | 1 | replace
OH - Crossarms and Constructions | Crossarm - replace | Defects | A063 | Crossarm (timber PEC) loose/twisted - mechanical overload. | C965 | Crossarm (timber PEC) | loose/twisted | mechanical overload. | Pole Top Equipment | [Crossarm - Crossarm] | {loose} | (related asset failure) |  | timber PEC | 1 | replace
OH - Crossarms and Constructions | Crossarm - replace | Defects | A063 | Crossarm (timber) insulator pins leaning - unknown. | B726 | Crossarm (timber) | insulator pins leaning | timber degradation. | Pole Top Equipment | [Crossarm - Crossarm] | {loose} | (weathering) |  | timber | 1 | replace
OH - Crossarms and Constructions | Crossarm - repair | Defects | A062 | Crossarm (timber) loose/twisted - hardware/king bolt loose. | C951 | Crossarm (timber) | loose/twisted | hardware/king bolt loose. | Pole Top Equipment | [Crossarm - Hardware] | {loose} | (unknown) |  | timber | 1 | repair | tighten
OH - Crossarms and Constructions | Crossarm - replace | Defects | A063 | Crossarm (fibreglass) insufficient phase clearance - incorrect size installed. | C920 | Crossarm (fibreglass) | insufficient phase clearance | incorrect size installed. | Pole Top Equipment | [Crossarm - Crossarm] | {out of spec} | (installation error) |  | fibreglass | 1 | replace
OH - Crossarms and Constructions | Crossarm - replace | Defects | A063 | Crossarm (fibreglass) insufficient strength / size - incorrect size installed. | C921 | Crossarm (fibreglass) | insufficient strength / size | incorrect size installed. | Pole Top Equipment | [Crossarm - Crossarm] | {out of spec} | (installation error) |  | fibreglass | 1 | replace
OH - Crossarms and Constructions | Crossarm - replace | Defects | A063 | Crossarm (steel) insufficient phase clearance - incorrect size installed. | C931 | Crossarm (steel) | insufficient phase clearance | incorrect size installed. | Pole Top Equipment | [Crossarm - Crossarm] | {out of spec} | (installation error) |  | steel | 1 | replace
OH - Crossarms and Constructions | Crossarm - replace | Defects | A063 | Crossarm (steel) insufficient strength / size - incorrect size installed. | C932 | Crossarm (steel) | insufficient strength / size | incorrect size installed. | Pole Top Equipment | [Crossarm - Crossarm] | {out of spec} | (installation error) |  | steel | 1 | replace
OH - Crossarms and Constructions | Crossarm - replace | Defects | A063 | Crossarm (timber) insufficient phase clearance - incorrect size installed. | C963 | Crossarm (timber) | insufficient phase clearance | incorrect size installed. | Pole Top Equipment | [Crossarm - Crossarm] | {out of spec} | (installation error) |  | timber | 1 | replace
OH - Crossarms and Constructions | Crossarm - replace | Defects | A063 | Crossarm (timber) insufficient strength / size - incorrect size installed. | C964 | Crossarm (timber) | insufficient strength / size | incorrect size installed. | Pole Top Equipment | [Crossarm - Crossarm] | {out of spec} | (installation error) |  | timber | 1 | replace
OH - Crossarms and Constructions | Crossarm - replace | Defects | A063 | Crossarm (timber laminated) insufficient phase clearance - incorrect size installed. | C947 | Crossarm (timber laminated) | insufficient phase clearance | incorrect size installed. | Pole Top Equipment | [Crossarm - Crossarm] | {out of spec} | (installation error) |  | timber laminated | 1 | replace
OH - Crossarms and Constructions | Crossarm - replace | Defects | A063 | Crossarm (timber laminated) insufficient strength / size - incorrect size installed. | C948 | Crossarm (timber laminated) | insufficient strength / size | incorrect size installed. | Pole Top Equipment | [Crossarm - Crossarm] | {out of spec} | (installation error) |  | timber laminated | 1 | replace
OH - Crossarms and Constructions | Crossarm - replace | Defects | A063 | Crossarm (timber PEC) insufficient phase clearance - incorrect size installed. | C979 | Crossarm (timber PEC) | insufficient phase clearance | incorrect size installed. | Pole Top Equipment | [Crossarm - Crossarm] | {out of spec} | (installation error) |  | timber PEC | 1 | replace
OH - Crossarms and Constructions | Crossarm - replace | Defects | A063 | Crossarm (timber PEC) insufficient strength / size - incorrect size installed. | C980 | Crossarm (timber PEC) | insufficient strength / size | incorrect size installed. | Pole Top Equipment | [Crossarm - Crossarm] | {out of spec} | (installation error) |  | timber PEC | 1 | replace
OH - Crossarms and Constructions | Crossarm - replace | Defects | A063 | Crossarm (timber PEC) replacement reqd - capital program. | B654 | Crossarm (timber PEC) | replacement reqd | capital program. | Pole Top Equipment | [Crossarm - Crossarm] | {out of spec} | (functional requirements) |  | timber PEC | 1 | replace
Crossarm | Crossarm - Replace | Defects | XREP | HV Insufficent Ground Clearance |  | Conductor (HV) | insufficient clearance |  | Pole Top Equipment | [Crossarm - Crossarm] | {out of spec} | (related asset failure) | HV |  | 3 | replace
Crossarm | Crossarm - Replace | Defects | XREP | LV Insufficent Ground Clearance |  | Conductor | insufficient clearance |  | Pole Top Equipment | [Crossarm - Crossarm] | {out of spec} | (related asset failure) |  |  | 3 | replace
OH - Crossarms and Constructions | Crossarm - repair | Defects | A062 | Crossarm (timber laminated) loose/twisted - hardware/king bolt loose. | C935 | Crossarm (timber laminated) | loose/twisted | hardware/king bolt loose. | Pole Top Equipment | [Crossarm - Hardware] | {loose} | (unknown) |  | timber laminated | 1 | repair | tighten
OH - Crossarms and Constructions | Crossarm - replace | Defects | A063 | Crossarm (fibreglass) broken / damaged - fittings corroded / broken. | C915 | Crossarm (fibreglass) | broken / damaged | fittings corroded / broken. | Pole Top Equipment | [Crossarm - Hardware] | {broken} | (corrosion) |  | fibreglass | 1 | replace
OH - Crossarms and Constructions | Crossarm - replace | Defects | A063 | Crossarm (steel) broken / damaged - fittings corroded/broken. | C927 | Crossarm (steel) | broken / damaged | fittings corroded / broken. | Pole Top Equipment | [Crossarm - Hardware] | {broken} | (corrosion) |  | steel | 1 | replace
Crossarm | Crossarm - Replace | Defects | XREP | Steel Work Faulty |  | Crossarm | broken / damaged | fittings corroded / broken. | Pole Top Equipment | [Crossarm - Hardware] | {broken} | (corrosion) |  |  | 3 | replace
OH - Crossarms and Constructions | Crossarm - replace | Defects | A063 | Crossarm (timber) loose/twisted - fittings corroded/broken. | C950 | Crossarm (timber) | loose/twisted | fittings corroded / broken. | Pole Top Equipment | [Crossarm - Hardware] | {loose} | (corrosion) |  | timber | 1 | replace
OH - Crossarms and Constructions | Crossarm - replace | Defects | A063 | Crossarm (timber laminated) loose/twisted - fittings corroded/broken. | C934 | Crossarm (timber laminated) | loose/twisted | fittings corroded / broken. | Pole Top Equipment | [Crossarm - Hardware] | {loose} | (corrosion) |  | timber laminated | 1 | replace
OH - Crossarms and Constructions | Crossarm - replace | Defects | A063 | Crossarm (timber PEC) loose/twisted - fittings corroded/broken. | C966 | Crossarm (timber PEC) | loose/twisted | fittings corroded / broken. | Pole Top Equipment | [Crossarm - Hardware] | {loose} | (corrosion) |  | timber PEC | 1 | replace
Crossarm | Crossarm - Replace Brace Straps | Defects | XRBS | Steel Work Faulty |  | Crossarm | broken / damaged | fittings corroded / broken. | Pole Top Equipment | [Crossarm - Hardware - Brace] | {broken} | (corrosion) |  |  | 4 | replace
Crossarm | Crossarm - Termite Treatment Required | Defects | XCTT | Termite (Insect) Damage |  | Crossarm | broken / damaged | termites. | Pole Top Equipment | [Crossarm - Crossarm] | {broken} | (termites) |  |  | 12 | repair | termite treatment
OH - Crossarms and Constructions | Crossarm - repair | Defects | A062 | Crossarm (timber PEC) loose/twisted - hardware/king bolt loose. | C967 | Crossarm (timber PEC) | loose/twisted | hardware/king bolt loose. | Pole Top Equipment | [Crossarm - Hardware] | {loose} | (unknown) |  | timber PEC | 1 | repair | tighten
Hardware | Hardware - Tighten | Defects | HTGN | Steel Work Faulty |  | Insulator | broken / damaged | corrosion of bolts / mounting hardware. | Pole Top Equipment | [Insulator - Hardware - Hardware] | {broken} | (corrosion) |  |  | 5 | repair | tighten
Hardware | Hardware - Tighten | Defects | HTGN | Crossarm Loose/Twisted |  | Crossarm | loose/twisted | hardware/king bolt loose. | Pole Top Equipment | [Crossarm - Hardware] | {loose} | (unknown) |  |  | 3 | repair | tighten
Insulator | Insulator - Extra Disk Required | Defects | IEDR | Faulty Insulator |  | Insulator | insufficient strength / size | additional clearance reqd. | Pole Top Equipment | [Insulator - Insulator] | {out of spec} | (functional requirements) | disc |  | 1 | modify | add disc
OH - Crossarms and Constructions | Redundant - Crossarm - tighten hardware | Defects | A064 | zOther cause (unknown / unlisted) - add note. | C000 | zOther | cause (unknown / unlisted) | add note. | Pole Top Equipment | [Crossarm - Hardware] | {loose} | (unknown) |  |  | 21 | repair | tighten
OH - Insulators | Insulator - repair | Defects | A269 | Insulator tracking - surface contamination. | B342 | Insulator | tracking | surface contamination. | Pole Top Equipment | [Insulator - Insulator] | {tracking} | (surface contamination) |  |  | 1 | repair | clean
Insulator | Insulator - Replace Clevis | Defects | IRPC | Faulty Insulator |  | Insulator | broken / damaged |  | Pole Top Equipment | [Insulator - Hardware - Clevis] | {broken} | (unknown) |  |  | 2 | replace
Hardware | Hardware - Tighten | Defects | HTGN | Leaning Pins |  | Insulator | broken / damaged |  | Pole Top Equipment | [Insulator - Hardware - Hardware] | {loose} | (unknown) | pin |  | 2 | repair | tighten
OH - Insulators | Insulator - repair | Defects | A269 | Insulator (pin) leaning - loose mounting. | B727 | Insulator (pin) | leaning | loose mounting. | Pole Top Equipment | [Insulator - Hardware - Hardware] | {loose} | (unknown) | pin |  | 1 | repair | tighten
Insulator | Insulator - Replace | Defects | IREP | Faulty Insulator |  | Insulator | broken / damaged |  | Pole Top Equipment | [Insulator - Insulator] | {broken} | (unknown) |  |  | 3 | replace
Insulator | Insulator - Replace Pins | Defects | IRPP | Steel Work Faulty |  | Insulator | broken / damaged | corrosion of bolts / mounting hardware. | Pole Top Equipment | [Insulator - Hardware - Hardware] | {broken} | (corrosion) | pin |  | 6 | replace
Insulator | Insulator - Replace Shackles | Defects | IRSH | Steel Work Faulty |  | Insulator | broken / damaged | corrosion of bolts / mounting hardware. | Pole Top Equipment | [Insulator - Hardware - Hardware] | {broken} | (corrosion) | shackle |  | 7 | replace
Insulator | Insulator - Replace with Polymer Ins. | Defects | IRPI | Faulty Insulator |  | Insulator | broken / damaged |  | Pole Top Equipment | [Insulator - Insulator] | {broken} | (unknown) |  |  | 4 | replace
Insulator | Insulator - Wash and Clean | Defects | IWAC | Faulty Insulator |  | Insulator | tracking | surface contamination. | Pole Top Equipment | [Insulator - Insulator] | {tracking} | (surface contamination) |  |  | 5 | repair | clean
OH - Insulators | Insulator (glass) - replace | Defects | A288 | Insulator (disc) broken / damaged - corrosion of bolts / mounting hardware. | B124 | Insulator (disc) | broken / damaged | corrosion of bolts / mounting hardware. | Pole Top Equipment | [Insulator - Hardware - Hardware] | {broken} | (corrosion) | disc | glass | 1 | replace
OH - Insulators | Insulator (glass) - replace | Defects | A288 | Insulator (disc) broken / damaged - wind / storm debris (non veg). | B123 | Insulator (disc) | broken / damaged | wind / storm debris (non veg). | Pole Top Equipment | [Insulator - Insulator] | {broken} | (impact) | disc | glass | 1 | replace
OH - Insulators | Insulator (glass) - replace | Defects | A288 | Insulator (disc) broken / damaged - vegetation fallen from outside corridor. | B120 | Insulator (disc) | broken / damaged | vegetation fallen from outside corridor. | Pole Top Equipment | [Insulator - Insulator] | {broken} | (impact) | disc | glass | 1 | replace
OH - Insulators | Insulator (glass) - replace | Defects | A288 | Insulator (disc) broken / damaged - vegetation fallen from within corridor. | B121 | Insulator (disc) | broken / damaged | vegetation fallen from within corridor. | Pole Top Equipment | [Insulator - Insulator] | {broken} | (impact) | disc | glass | 1 | replace
OH - Insulators | Insulator (glass) - replace | Defects | A288 | Insulator (disc) broken / damaged - lightning. | B117 | Insulator (disc) | broken / damaged | lightning. | Pole Top Equipment | [Insulator - Insulator] | {broken} | (lightning strike) | disc | glass | 1 | replace
OH - Insulators | Insulator (glass) - replace | Defects | A288 | Insulator (disc) broken / damaged - mechanical overload. | B118 | Insulator (disc) | broken / damaged | mechanical overload. | Pole Top Equipment | [Insulator - Insulator] | {broken} | (related asset failure) | disc | glass | 1 | replace
OH - Insulators | Insulator (glass) - replace | Defects | A288 | Insulator (disc) broken / damaged - unknown. | B630 | Insulator (disc) | broken / damaged | unknown. | Pole Top Equipment | [Insulator - Insulator] | {broken} | (unknown) | disc | glass | 1 | replace
OH - Insulators | Insulator (glass) - replace | Defects | A288 | Insulator (pin) broken / damaged - unknown. | B631 | Insulator (pin) | broken / damaged | unknown. | Pole Top Equipment | [Insulator - Insulator] | {broken} | (unknown) | pin | glass | 1 | replace
OH - Insulators | Insulator (glass) - replace | Defects | A288 | Insulator (post) broken / damaged - unknown. | B629 | Insulator (post) | broken / damaged | unknown. | Pole Top Equipment | [Insulator - Insulator] | {broken} | (unknown) | post | glass | 1 | replace
OH - Insulators | Insulator (glass) - replace | Defects | A288 | Insulator (shackle) broken / damaged - unknown. | B632 | Insulator (shackle) | broken / damaged | unknown. | Pole Top Equipment | [Insulator - Insulator] | {broken} | (unknown) | shackle | glass | 1 | replace
OH - Insulators | Insulator (glass) - replace | Defects | A288 | Insulator (disc) broken / damaged - vandalism. | B119 | Insulator (disc) | broken / damaged | vandalism. | Pole Top Equipment | [Insulator - Insulator] | {broken} | (vandalism) | disc | glass | 1 | replace
OH - Insulators | Insulator (glass) - replace | Defects | A288 | Insulator (disc) broken / damaged - wildlife. | B122 | Insulator (disc) | broken / damaged | wildlife. | Pole Top Equipment | [Insulator - Insulator] | {broken} | (wildlife) | disc | glass | 1 | replace
OH - Insulators | Insulator (glass) - replace | Defects | A288 | Insulator (disc) tracking - surface contamination. | B125 | Insulator (disc) | tracking | surface contamination. | Pole Top Equipment | [Insulator - Insulator] | {tracking} | (surface contamination) | disc | glass | 1 | replace
OH - Insulators | Insulator (glass) - replace | Defects | A288 | Insulator (disc) tracking - deterioration. | B126 | Insulator (disc) | tracking | deterioration. | Pole Top Equipment | [Insulator - Insulator] | {tracking} | (weathering) | disc | glass | 1 | replace
OH - Insulators | Insulator (hard cyclo) - replace | Defects | A081 | Insulator (disc) broken / damaged - unknown. | B630 | Insulator (disc) | broken / damaged | unknown. | Pole Top Equipment | [Insulator - Insulator] | {broken} | (unknown) | disc | hard cyclo | 2 | replace
OH - Insulators | Insulator (hard cyclo) - replace | Defects | A081 | Insulator (post) broken / damaged - corrosion of bolts / mounting hardware. | B114 | Insulator (post) | broken / damaged | corrosion of bolts / mounting hardware. | Pole Top Equipment | [Insulator - Hardware - Hardware] | {broken} | (corrosion) | pin | hard cyclo | 1 | replace
OH - Insulators | Insulator (hard cyclo) - replace | Defects | A081 | Insulator (post) broken / damaged - wind / storm debris (non veg). | B113 | Insulator (post) | broken / damaged | wind / storm debris (non veg). | Pole Top Equipment | [Insulator - Insulator] | {broken} | (impact) | post | hard cyclo | 1 | replace
OH - Insulators | Insulator (hard cyclo) - replace | Defects | A081 | Insulator (post) broken / damaged - vegetation fallen from outside corridor. | B110 | Insulator (post) | broken / damaged | vegetation fallen from outside corridor. | Pole Top Equipment | [Insulator - Insulator] | {broken} | (impact) | post | hard cyclo | 1 | replace
OH - Insulators | Insulator (hard cyclo) - replace | Defects | A081 | Insulator (post) broken / damaged - vegetation fallen from within corridor. | B111 | Insulator (post) | broken / damaged | vegetation fallen from within corridor. | Pole Top Equipment | [Insulator - Insulator] | {broken} | (impact) | post | hard cyclo | 1 | replace
OH - Insulators | Insulator (hard cyclo) - replace | Defects | A081 | Insulator (post) broken / damaged - lightning. | B107 | Insulator (post) | broken / damaged | lightning. | Pole Top Equipment | [Insulator - Insulator] | {broken} | (lightning strike) | post | hard cyclo | 1 | replace
OH - Insulators | Insulator (hard cyclo) - replace | Defects | A081 | Insulator (post) broken / damaged - mechanical overload. | B108 | Insulator (post) | broken / damaged | mechanical overload. | Pole Top Equipment | [Insulator - Insulator] | {broken} | (related asset failure) | post | hard cyclo | 1 | replace
OH - Insulators | Insulator (hard cyclo) - replace | Defects | A081 | Insulator (long rod) broken / damaged - unknown. | B634 | Insulator (long rod) | broken / damaged | unknown. | Pole Top Equipment | [Insulator - Insulator] | {broken} | (unknown) | long rod | hard cyclo | 1 | replace
OH - Insulators | Insulator (hard cyclo) - replace | Defects | A081 | Insulator (pin) broken / damaged - unknown. | B631 | Insulator (pin) | broken / damaged | unknown. | Pole Top Equipment | [Insulator - Insulator] | {broken} | (unknown) | pin | hard cyclo | 2 | replace
OH - Insulators | Insulator (hard cyclo) - replace | Defects | A081 | Insulator (post) broken / damaged - unknown. | B629 | Insulator (post) | broken / damaged | unknown. | Pole Top Equipment | [Insulator - Insulator] | {broken} | (unknown) | post | hard cyclo | 2 | replace
OH - Insulators | Insulator (hard cyclo) - replace | Defects | A081 | Insulator (shackle) broken / damaged - unknown. | B632 | Insulator (shackle) | broken / damaged | unknown. | Pole Top Equipment | [Insulator - Insulator] | {broken} | (unknown) | shackle | hard cyclo | 2 | replace
OH - Insulators | Insulator (hard cyclo) - replace | Defects | A081 | Insulator (stand-off) broken / damaged - unknown. | B633 | Insulator (stand-off) | broken / damaged | unknown. | Pole Top Equipment | [Insulator - Insulator] | {broken} | (unknown) | stand-off | hard cyclo | 1 | replace
OH - Insulators | Insulator (porcelain) - replace | Defects | A082 | Insulator (disc) broken / damaged - unknown. | B630 | Insulator (disc) | broken / damaged | unknown. | Pole Top Equipment | [Insulator - Insulator] | {broken} | (unknown) | disc | porcelain | 3 | replace
OH - Insulators | Insulator (hard cyclo) - replace | Defects | A081 | Insulator (post) broken / damaged - vandalism. | B109 | Insulator (post) | broken / damaged | vandalism. | Pole Top Equipment | [Insulator - Insulator] | {broken} | (vandalism) | post | hard cyclo | 1 | replace
OH - Insulators | Insulator (hard cyclo) - replace | Defects | A081 | Insulator (post) broken / damaged - wildlife. | B112 | Insulator (post) | broken / damaged | wildlife. | Pole Top Equipment | [Insulator - Insulator] | {broken} | (wildlife) | post | hard cyclo | 1 | replace
OH - Insulators | Insulator (hard cyclo) - replace | Defects | A081 | Insulator (post) tracking - surface contamination. | B115 | Insulator (post) | tracking | surface contamination. | Pole Top Equipment | [Insulator - Insulator] | {tracking} | (surface contamination) | post | hard cyclo | 1 | replace
OH - Insulators | Insulator (hard cyclo) - replace | Defects | A081 | Insulator (post) tracking - deterioration. | B116 | Insulator (post) | tracking | deterioration. | Pole Top Equipment | [Insulator - Insulator] | {tracking} | (weathering) | post | hard cyclo | 1 | replace
OH - Insulators | Insulator (porcelain) - replace | Defects | A082 | Insulator (long rod) broken / damaged - unknown. | B634 | Insulator (long rod) | broken / damaged | unknown. | Pole Top Equipment | [Insulator - Insulator] | {broken} | (unknown) | long rod | porcelain | 2 | replace
OH - Insulators | Insulator (porcelain) - replace | Defects | A082 | Insulator (disc) broken / damaged - corrosion of bolts / mounting hardware. | B124 | Insulator (disc) | broken / damaged | corrosion of bolts / mounting hardware. | Pole Top Equipment | [Insulator - Hardware - Hardware] | {broken} | (corrosion) | disc | porcelain | 2 | replace
OH - Insulators | Insulator (porcelain) - replace | Defects | A082 | Insulator (pin) broken / damaged - corrosion of bolts / mounting hardware. | B134 | Insulator (pin) | broken / damaged | corrosion of bolts / mounting hardware. | Pole Top Equipment | [Insulator - Hardware - Hardware] | {broken} | (corrosion) | pin | porcelain | 1 | replace
OH - Insulators | Insulator (porcelain) - replace | Defects | A082 | Insulator (post) broken / damaged - corrosion of bolts / mounting hardware. | B114 | Insulator (post) | broken / damaged | corrosion of bolts / mounting hardware. | Pole Top Equipment | [Insulator - Hardware - Hardware] | {broken} | (corrosion) | post | porcelain | 2 | replace
OH - Insulators | Insulator (porcelain) - replace | Defects | A082 | Insulator (shackle) broken / damaged - corrosion of bolts / mounting hardware. | B144 | Insulator (shackle) | broken / damaged | corrosion of bolts / mounting hardware. | Pole Top Equipment | [Insulator - Hardware - Hardware] | {broken} | (corrosion) | shackle | porcelain | 1 | replace
OH - Insulators | Insulator (porcelain) - replace | Defects | A082 | Insulator (stand-off) broken / damaged - corrosion of bolts / mounting hardware. | B154 | Insulator (stand-off) | broken / damaged | corrosion of bolts / mounting hardware. | Pole Top Equipment | [Insulator - Hardware - Hardware] | {broken} | (corrosion) | stand-off | porcelain | 1 | replace
OH - Insulators | Insulator (porcelain) - replace | Defects | A082 | Insulator (disc) broken / damaged - wind / storm debris (non veg). | B123 | Insulator (disc) | broken / damaged | wind / storm debris (non veg). | Pole Top Equipment | [Insulator - Insulator] | {broken} | (impact) | disc | porcelain | 2 | replace
OH - Insulators | Insulator (porcelain) - replace | Defects | A082 | Insulator (disc) broken / damaged - vegetation fallen from outside corridor. | B120 | Insulator (disc) | broken / damaged | vegetation fallen from outside corridor. | Pole Top Equipment | [Insulator - Insulator] | {broken} | (impact) | disc | porcelain | 2 | replace
OH - Insulators | Insulator (porcelain) - replace | Defects | A082 | Insulator (disc) broken / damaged - vegetation fallen from within corridor. | B121 | Insulator (disc) | broken / damaged | vegetation fallen from within corridor. | Pole Top Equipment | [Insulator - Insulator] | {broken} | (impact) | disc | porcelain | 2 | replace
OH - Insulators | Insulator (porcelain) - replace | Defects | A082 | Insulator (pin) broken / damaged - wind / storm debris (non veg). | B133 | Insulator (pin) | broken / damaged | wind / storm debris (non veg). | Pole Top Equipment | [Insulator - Insulator] | {broken} | (impact) | pin | porcelain | 1 | replace
OH - Insulators | Insulator (porcelain) - replace | Defects | A082 | Insulator (pin) broken / damaged - vegetation fallen from outside corridor. | B130 | Insulator (pin) | broken / damaged | vegetation fallen from outside corridor. | Pole Top Equipment | [Insulator - Insulator] | {broken} | (impact) | pin | porcelain | 1 | replace
OH - Insulators | Insulator (porcelain) - replace | Defects | A082 | Insulator (pin) broken / damaged - vegetation fallen from within corridor. | B131 | Insulator (pin) | broken / damaged | vegetation fallen from within corridor. | Pole Top Equipment | [Insulator - Insulator] | {broken} | (impact) | pin | porcelain | 1 | replace
OH - Insulators | Insulator (porcelain) - replace | Defects | A082 | Insulator (post) broken / damaged - wind / storm debris (non veg). | B113 | Insulator (post) | broken / damaged | wind / storm debris (non veg). | Pole Top Equipment | [Insulator - Insulator] | {broken} | (impact) | post | porcelain | 2 | replace
OH - Insulators | Insulator (porcelain) - replace | Defects | A082 | Insulator (post) broken / damaged - vegetation fallen from outside corridor. | B110 | Insulator (post) | broken / damaged | vegetation fallen from outside corridor. | Pole Top Equipment | [Insulator - Insulator] | {broken} | (impact) | post | porcelain | 2 | replace
OH - Insulators | Insulator (porcelain) - replace | Defects | A082 | Insulator (post) broken / damaged - vegetation fallen from within corridor. | B111 | Insulator (post) | broken / damaged | vegetation fallen from within corridor. | Pole Top Equipment | [Insulator - Insulator] | {broken} | (impact) | post | porcelain | 2 | replace
OH - Insulators | Insulator (porcelain) - replace | Defects | A082 | Insulator (shackle) broken / damaged - wind / storm debris (non veg). | B143 | Insulator (shackle) | broken / damaged | wind / storm debris (non veg). | Pole Top Equipment | [Insulator - Insulator] | {broken} | (impact) | shackle | porcelain | 1 | replace
OH - Insulators | Insulator (porcelain) - replace | Defects | A082 | Insulator (shackle) broken / damaged - vegetation fallen from outside corridor. | B140 | Insulator (shackle) | broken / damaged | vegetation fallen from outside corridor. | Pole Top Equipment | [Insulator - Insulator] | {broken} | (impact) | shackle | porcelain | 1 | replace
OH - Insulators | Insulator (porcelain) - replace | Defects | A082 | Insulator (shackle) broken / damaged - vegetation fallen from within corridor. | B141 | Insulator (shackle) | broken / damaged | vegetation fallen from within corridor. | Pole Top Equipment | [Insulator - Insulator] | {broken} | (impact) | shackle | porcelain | 1 | replace
OH - Insulators | Insulator (porcelain) - replace | Defects | A082 | Insulator (stand-off) broken / damaged - wind / storm debris (non veg). | B153 | Insulator (stand-off) | broken / damaged | wind / storm debris (non veg). | Pole Top Equipment | [Insulator - Insulator] | {broken} | (impact) | stand-off | porcelain | 1 | replace
OH - Insulators | Insulator (porcelain) - replace | Defects | A082 | Insulator (stand-off) broken / damaged - vegetation fallen from outside corridor. | B150 | Insulator (stand-off) | broken / damaged | vegetation fallen from outside corridor. | Pole Top Equipment | [Insulator - Insulator] | {broken} | (impact) | stand-off | porcelain | 1 | replace
OH - Insulators | Insulator (porcelain) - replace | Defects | A082 | Insulator (stand-off) broken / damaged - vegetation fallen from within corridor. | B151 | Insulator (stand-off) | broken / damaged | vegetation fallen from within corridor. | Pole Top Equipment | [Insulator - Insulator] | {broken} | (impact) | stand-off | porcelain | 1 | replace
OH - Insulators | Insulator (porcelain) - replace | Defects | A082 | Insulator (disc) broken / damaged - lightning. | B117 | Insulator (disc) | broken / damaged | lightning. | Pole Top Equipment | [Insulator - Insulator] | {broken} | (lightning strike) | disc | porcelain | 2 | replace
OH - Insulators | Insulator (porcelain) - replace | Defects | A082 | Insulator (pin) broken / damaged - lightning. | B127 | Insulator (pin) | broken / damaged | lightning. | Pole Top Equipment | [Insulator - Insulator] | {broken} | (lightning strike) | pin | porcelain | 1 | replace
OH - Insulators | Insulator (porcelain) - replace | Defects | A082 | Insulator (post) broken / damaged - lightning. | B107 | Insulator (post) | broken / damaged | lightning. | Pole Top Equipment | [Insulator - Insulator] | {broken} | (lightning strike) | post | porcelain | 2 | replace
OH - Insulators | Insulator (porcelain) - replace | Defects | A082 | Insulator (shackle) broken / damaged - lightning. | B137 | Insulator (shackle) | broken / damaged | lightning. | Pole Top Equipment | [Insulator - Insulator] | {broken} | (lightning strike) | shackle | porcelain | 1 | replace
OH - Insulators | Insulator (porcelain) - replace | Defects | A082 | Insulator (stand-off) broken / damaged - lightning. | B147 | Insulator (stand-off) | broken / damaged | lightning. | Pole Top Equipment | [Insulator - Insulator] | {broken} | (lightning strike) | stand-off | porcelain | 1 | replace
OH - Insulators | Insulator (porcelain) - replace | Defects | A082 | Insulator (disc) broken / damaged - mechanical overload. | B118 | Insulator (disc) | broken / damaged | mechanical overload. | Pole Top Equipment | [Insulator - Insulator] | {broken} | (related asset failure) | disc | porcelain | 2 | replace
OH - Insulators | Insulator (porcelain) - replace | Defects | A082 | Insulator (pin) broken / damaged - mechanical overload. | B128 | Insulator (pin) | broken / damaged | mechanical overload. | Pole Top Equipment | [Insulator - Insulator] | {broken} | (related asset failure) | pin | porcelain | 1 | replace
OH - Insulators | Insulator (porcelain) - replace | Defects | A082 | Insulator (post) broken / damaged - mechanical overload. | B108 | Insulator (post) | broken / damaged | mechanical overload. | Pole Top Equipment | [Insulator - Insulator] | {broken} | (related asset failure) | post | porcelain | 2 | replace
OH - Insulators | Insulator (porcelain) - replace | Defects | A082 | Insulator (shackle) broken / damaged - mechanical overload. | B138 | Insulator (shackle) | broken / damaged | mechanical overload. | Pole Top Equipment | [Insulator - Insulator] | {broken} | (related asset failure) | shackle | porcelain | 1 | replace
OH - Insulators | Insulator (porcelain) - replace | Defects | A082 | Insulator (stand-off) broken / damaged - mechanical overload. | B148 | Insulator (stand-off) | broken / damaged | mechanical overload. | Pole Top Equipment | [Insulator - Insulator] | {broken} | (related asset failure) | stand-off | porcelain | 1 | replace
OH - Insulators | Insulator (porcelain) - replace | Defects | A082 | Insulator (pin) broken / damaged - unknown. | B631 | Insulator (pin) | broken / damaged | unknown. | Pole Top Equipment | [Insulator - Insulator] | {broken} | (unknown) | pin | porcelain | 3 | replace
OH - Insulators | Insulator (porcelain) - replace | Defects | A082 | Insulator (post) broken / damaged - unknown. | B629 | Insulator (post) | broken / damaged | unknown. | Pole Top Equipment | [Insulator - Insulator] | {broken} | (unknown) | post | porcelain | 3 | replace
OH - Insulators | Insulator (porcelain) - replace | Defects | A082 | Insulator (shackle) broken / damaged - unknown. | B632 | Insulator (shackle) | broken / damaged | unknown. | Pole Top Equipment | [Insulator - Insulator] | {broken} | (unknown) | shackle | porcelain | 3 | replace
OH - Insulators | Insulator (porcelain) - replace | Defects | A082 | Insulator (stand-off) broken / damaged - unknown. | B633 | Insulator (stand-off) | broken / damaged | unknown. | Pole Top Equipment | [Insulator - Insulator] | {broken} | (unknown) | stand-off | porcelain | 2 | replace
OH - Insulators | Insulator (soft polymer) - replace | Defects | A083 | Insulator (disc) broken / damaged - unknown. | B630 | Insulator (disc) | broken / damaged | unknown. | Pole Top Equipment | [Insulator - Insulator] | {broken} | (unknown) | disc | soft polymer | 4 | replace
OH - Insulators | Insulator (soft polymer) - replace | Defects | A083 | Insulator (long rod) broken / damaged - unknown. | B634 | Insulator (long rod) | broken / damaged | unknown. | Pole Top Equipment | [Insulator - Insulator] | {broken} | (unknown) | long rod | soft polymer | 3 | replace
OH - Insulators | Insulator (porcelain) - replace | Defects | A082 | Insulator (disc) broken / damaged - vandalism. | B119 | Insulator (disc) | broken / damaged | vandalism. | Pole Top Equipment | [Insulator - Insulator] | {broken} | (vandalism) | disc | porcelain | 2 | replace
OH - Insulators | Insulator (porcelain) - replace | Defects | A082 | Insulator (pin) broken / damaged - vandalism. | B129 | Insulator (pin) | broken / damaged | vandalism. | Pole Top Equipment | [Insulator - Insulator] | {broken} | (vandalism) | pin | porcelain | 1 | replace
OH - Insulators | Insulator (porcelain) - replace | Defects | A082 | Insulator (post) broken / damaged - vandalism. | B109 | Insulator (post) | broken / damaged | vandalism. | Pole Top Equipment | [Insulator - Insulator] | {broken} | (vandalism) | post | porcelain | 2 | replace
OH - Insulators | Insulator (porcelain) - replace | Defects | A082 | Insulator (shackle) broken / damaged - vandalism. | B139 | Insulator (shackle) | broken / damaged | vandalism. | Pole Top Equipment | [Insulator - Insulator] | {broken} | (vandalism) | shackle | porcelain | 1 | replace
OH - Insulators | Insulator (porcelain) - replace | Defects | A082 | Insulator (stand-off) broken / damaged - vandalism. | B149 | Insulator (stand-off) | broken / damaged | vandalism. | Pole Top Equipment | [Insulator - Insulator] | {broken} | (vandalism) | stand-off | porcelain | 1 | replace
OH - Insulators | Insulator (porcelain) - replace | Defects | A082 | Insulator (disc) broken / damaged - wildlife. | B122 | Insulator (disc) | broken / damaged | wildlife. | Pole Top Equipment | [Insulator - Insulator] | {broken} | (wildlife) | disc | porcelain | 2 | replace
OH - Insulators | Insulator (porcelain) - replace | Defects | A082 | Insulator (pin) broken / damaged - wildlife. | B132 | Insulator (pin) | broken / damaged | wildlife. | Pole Top Equipment | [Insulator - Insulator] | {broken} | (wildlife) | pin | porcelain | 1 | replace
OH - Insulators | Insulator (porcelain) - replace | Defects | A082 | Insulator (post) broken / damaged - wildlife. | B112 | Insulator (post) | broken / damaged | wildlife. | Pole Top Equipment | [Insulator - Insulator] | {broken} | (wildlife) | post | porcelain | 2 | replace
OH - Insulators | Insulator (porcelain) - replace | Defects | A082 | Insulator (shackle) broken / damaged - wildlife. | B142 | Insulator (shackle) | broken / damaged | wildlife. | Pole Top Equipment | [Insulator - Insulator] | {broken} | (wildlife) | shackle | porcelain | 1 | replace
OH - Insulators | Insulator (porcelain) - replace | Defects | A082 | Insulator (stand-off) broken / damaged - wildlife. | B152 | Insulator (stand-off) | broken / damaged | wildlife. | Pole Top Equipment | [Insulator - Insulator] | {broken} | (wildlife) | stand-off | porcelain | 1 | replace
OH - Insulators | Insulator (porcelain) - replace | Defects | A082 | Insulator (pin) porcelain on steel crossarm - previous design standard. | B854 | Insulator (pin) | porcelain on steel crossarm | previous design standard. | Pole Top Equipment | [Insulator - Insulator] | {out of spec} | (related asset failure) | pin | porcelain | 1 | replace
OH - Insulators | Insulator (porcelain) - replace | Defects | A082 | Insulator (disc) tracking - surface contamination. | B125 | Insulator (disc) | tracking | surface contamination. | Pole Top Equipment | [Insulator - Insulator] | {tracking} | (surface contamination) | disc | porcelain | 2 | replace
OH - Insulators | Insulator (porcelain) - replace | Defects | A082 | Insulator (pin) tracking - surface contamination. | B135 | Insulator (pin) | tracking | surface contamination. | Pole Top Equipment | [Insulator - Insulator] | {tracking} | (surface contamination) | pin | porcelain | 1 | replace
OH - Insulators | Insulator (porcelain) - replace | Defects | A082 | Insulator (post) tracking - surface contamination. | B115 | Insulator (post) | tracking | surface contamination. | Pole Top Equipment | [Insulator - Insulator] | {tracking} | (surface contamination) | post | porcelain | 2 | replace
OH - Insulators | Insulator (porcelain) - replace | Defects | A082 | Insulator (shackle) tracking - surface contamination. | B145 | Insulator (shackle) | tracking | surface contamination. | Pole Top Equipment | [Insulator - Insulator] | {tracking} | (surface contamination) | shackle | porcelain | 1 | replace
OH - Insulators | Insulator (porcelain) - replace | Defects | A082 | Insulator (stand-off) tracking - surface contamination. | B155 | Insulator (stand-off) | tracking | surface contamination. | Pole Top Equipment | [Insulator - Insulator] | {tracking} | (surface contamination) | stand-off | porcelain | 1 | replace
OH - Insulators | Insulator (porcelain) - replace | Defects | A082 | Insulator (disc) tracking - deterioration. | B126 | Insulator (disc) | tracking | deterioration. | Pole Top Equipment | [Insulator - Insulator] | {tracking} | (weathering) | disc | porcelain | 2 | replace
OH - Insulators | Insulator (porcelain) - replace | Defects | A082 | Insulator (pin) tracking - deterioration. | B136 | Insulator (pin) | tracking | deterioration. | Pole Top Equipment | [Insulator - Insulator] | {tracking} | (weathering) | pin | porcelain | 1 | replace
OH - Insulators | Insulator (porcelain) - replace | Defects | A082 | Insulator (post) tracking - deterioration. | B116 | Insulator (post) | tracking | deterioration. | Pole Top Equipment | [Insulator - Insulator] | {tracking} | (weathering) | post | porcelain | 2 | replace
OH - Insulators | Insulator (porcelain) - replace | Defects | A082 | Insulator (shackle) tracking - deterioration. | B146 | Insulator (shackle) | tracking | deterioration. | Pole Top Equipment | [Insulator - Insulator] | {tracking} | (weathering) | shackle | porcelain | 1 | replace
OH - Insulators | Insulator (porcelain) - replace | Defects | A082 | Insulator (stand-off) tracking - deterioration. | B156 | Insulator (stand-off) | tracking | deterioration. | Pole Top Equipment | [Insulator - Insulator] | {tracking} | (weathering) | stand-off | porcelain | 1 | replace
OH - Insulators | Insulator (soft polymer) - replace | Defects | A083 | Insulator (pin) broken / damaged - unknown. | B631 | Insulator (pin) | broken / damaged | unknown. | Pole Top Equipment | [Insulator - Insulator] | {broken} | (unknown) | pin | soft polymer | 4 | replace
OH - Insulators | Insulator (soft polymer) - replace | Defects | A083 | Insulator (long rod) broken / damaged - corrosion of bolts / mounting hardware. | B164 | Insulator (long rod) | broken / damaged | corrosion of bolts / mounting hardware. | Pole Top Equipment | [Insulator - Hardware - Hardware] | {broken} | (corrosion) | long rod | soft polymer | 1 | replace
OH - Insulators | Insulator (soft polymer) - replace | Defects | A083 | Insulator (stand-off) broken / damaged - corrosion of bolts / mounting hardware. | B154 | Insulator (stand-off) | broken / damaged | corrosion of bolts / mounting hardware. | Pole Top Equipment | [Insulator - Hardware - Hardware] | {broken} | (corrosion) | stand-off | soft polymer | 2 | replace
OH - Insulators | Insulator (soft polymer) - replace | Defects | A083 | Insulator (long rod) broken / damaged - wind / storm debris (non veg). | B163 | Insulator (long rod) | broken / damaged | wind / storm debris (non veg). | Pole Top Equipment | [Insulator - Insulator] | {broken} | (impact) | long rod | soft polymer | 1 | replace
OH - Insulators | Insulator (soft polymer) - replace | Defects | A083 | Insulator (long rod) broken / damaged - vegetation fallen from outside corridor. | B160 | Insulator (long rod) | broken / damaged | vegetation fallen from outside corridor. | Pole Top Equipment | [Insulator - Insulator] | {broken} | (impact) | long rod | soft polymer | 1 | replace
OH - Insulators | Insulator (soft polymer) - replace | Defects | A083 | Insulator (long rod) broken / damaged - vegetation fallen from within corridor. | B161 | Insulator (long rod) | broken / damaged | vegetation fallen from within corridor. | Pole Top Equipment | [Insulator - Insulator] | {broken} | (impact) | long rod | soft polymer | 1 | replace
OH - Insulators | Insulator (soft polymer) - replace | Defects | A083 | Insulator (stand-off) broken / damaged - wind / storm debris (non veg). | B153 | Insulator (stand-off) | broken / damaged | wind / storm debris (non veg). | Pole Top Equipment | [Insulator - Insulator] | {broken} | (impact) | stand-off | soft polymer | 2 | replace
OH - Insulators | Insulator (soft polymer) - replace | Defects | A083 | Insulator (stand-off) broken / damaged - vegetation fallen from outside corridor. | B150 | Insulator (stand-off) | broken / damaged | vegetation fallen from outside corridor. | Pole Top Equipment | [Insulator - Insulator] | {broken} | (impact) | stand-off | soft polymer | 2 | replace
OH - Insulators | Insulator (soft polymer) - replace | Defects | A083 | Insulator (stand-off) broken / damaged - vegetation fallen from within corridor. | B151 | Insulator (stand-off) | broken / damaged | vegetation fallen from within corridor. | Pole Top Equipment | [Insulator - Insulator] | {broken} | (impact) | stand-off | soft polymer | 2 | replace
OH - Insulators | Insulator (soft polymer) - replace | Defects | A083 | Insulator (long rod) broken / damaged - lightning. | B157 | Insulator (long rod) | broken / damaged | lightning. | Pole Top Equipment | [Insulator - Insulator] | {broken} | (lightning strike) | long rod | soft polymer | 1 | replace
OH - Insulators | Insulator (soft polymer) - replace | Defects | A083 | Insulator (stand-off) broken / damaged - lightning. | B147 | Insulator (stand-off) | broken / damaged | lightning. | Pole Top Equipment | [Insulator - Insulator] | {broken} | (lightning strike) | stand-off | soft polymer | 2 | replace
OH - Insulators | Insulator (soft polymer) - replace | Defects | A083 | Insulator (long rod) broken / damaged - mechanical overload. | B158 | Insulator (long rod) | broken / damaged | mechanical overload. | Pole Top Equipment | [Insulator - Insulator] | {broken} | (related asset failure) | long rod | soft polymer | 1 | replace
OH - Insulators | Insulator (soft polymer) - replace | Defects | A083 | Insulator (stand-off) broken / damaged - mechanical overload. | B148 | Insulator (stand-off) | broken / damaged | mechanical overload. | Pole Top Equipment | [Insulator - Insulator] | {broken} | (related asset failure) | stand-off | soft polymer | 2 | replace
OH - Insulators | Insulator (soft polymer) - replace | Defects | A083 | Insulator (post) broken / damaged - unknown. | B629 | Insulator (post) | broken / damaged | unknown. | Pole Top Equipment | [Insulator - Insulator] | {broken} | (unknown) | post | soft polymer | 4 | replace
OH - Insulators | Insulator (soft polymer) - replace | Defects | A083 | Insulator (shackle) broken / damaged - unknown. | B632 | Insulator (shackle) | broken / damaged | unknown. | Pole Top Equipment | [Insulator - Insulator] | {broken} | (unknown) | shackle | soft polymer | 4 | replace
OH - Insulators | Insulator (soft polymer) - replace | Defects | A083 | Insulator (stand-off) broken / damaged - unknown. | B633 | Insulator (stand-off) | broken / damaged | unknown. | Pole Top Equipment | [Insulator - Insulator] | {broken} | (unknown) | stand-off | soft polymer | 3 | replace
Insulator | Insulator - Remove Disc | Defects | REMD | Not Required |  | Insulator | broken / damaged |  | Pole Top Equipment | [Insulator - Insulator] | {unknown} | (unknown) | disc |  | 1 | modify | remove disc
OH - Insulators | Insulator - repair | Defects | A269 | zOther cause (unknown / unlisted) - add note. | C000 | zOther | cause (unknown / unlisted) | add note. | Pole Top Equipment | [Insulator - Insulator] | {unknown} | (unknown) |  |  | 22 | repair | unknown
OH - Insulators | Insulator (glass) - replace | Defects | A288 | zOther cause (unknown / unlisted) - add note. | C000 | zOther | cause (unknown / unlisted) | add note. | Pole Top Equipment | [Insulator - Insulator] | {unknown} | (unknown) |  | glass | 23 | replace
OH - Insulators | Insulator (soft polymer) - replace | Defects | A083 | Insulator (long rod) broken / damaged - vandalism. | B159 | Insulator (long rod) | broken / damaged | vandalism. | Pole Top Equipment | [Insulator - Insulator] | {broken} | (vandalism) | long rod | soft polymer | 1 | replace
OH - Insulators | Insulator (soft polymer) - replace | Defects | A083 | Insulator (stand-off) broken / damaged - vandalism. | B149 | Insulator (stand-off) | broken / damaged | vandalism. | Pole Top Equipment | [Insulator - Insulator] | {broken} | (vandalism) | stand-off | soft polymer | 2 | replace
OH - Insulators | Insulator (soft polymer) - replace | Defects | A083 | Insulator (long rod) broken / damaged - wildlife. | B162 | Insulator (long rod) | broken / damaged | wildlife. | Pole Top Equipment | [Insulator - Insulator] | {broken} | (wildlife) | long rod | soft polymer | 1 | replace
OH - Insulators | Insulator (soft polymer) - replace | Defects | A083 | Insulator (stand-off) broken / damaged - wildlife. | B152 | Insulator (stand-off) | broken / damaged | wildlife. | Pole Top Equipment | [Insulator - Insulator] | {broken} | (wildlife) | stand-off | soft polymer | 2 | replace
OH - Insulators | Insulator (soft polymer) - replace | Defects | A083 | Insulator (long rod) tracking - surface contamination. | B165 | Insulator (long rod) | tracking | surface contamination. | Pole Top Equipment | [Insulator - Insulator] | {tracking} | (surface contamination) | long rod | soft polymer | 1 | replace
OH - Insulators | Insulator (soft polymer) - replace | Defects | A083 | Insulator (stand-off) tracking - surface contamination. | B155 | Insulator (stand-off) | tracking | surface contamination. | Pole Top Equipment | [Insulator - Insulator] | {tracking} | (surface contamination) | stand-off | soft polymer | 2 | replace
OH - Insulators | Insulator (soft polymer) - replace | Defects | A083 | Insulator (long rod) tracking - deterioration. | B166 | Insulator (long rod) | tracking | deterioration. | Pole Top Equipment | [Insulator - Insulator] | {tracking} | (weathering) | long rod | soft polymer | 1 | replace
OH - Insulators | Insulator (soft polymer) - replace | Defects | A083 | Insulator (stand-off) tracking - deterioration. | B156 | Insulator (stand-off) | tracking | deterioration. | Pole Top Equipment | [Insulator - Insulator] | {tracking} | (weathering) | stand-off | soft polymer | 2 | replace
OH - Insulators | Insulator (hard cyclo) - replace | Defects | A081 | zOther cause (unknown / unlisted) - add note. | C000 | zOther | cause (unknown / unlisted) | add note. | Pole Top Equipment | [Insulator - Insulator] | {unknown} | (unknown) |  | hard cyclo | 24 | replace
OH - Crossarms and Constructions | Poletop - replace attachment | Defects | A156 | Earth riser bracket broken / damaged - corrosion. | B357 | Earth riser bracket | broken / damaged | corrosion. | Pole Top Equipment | [Crossarm - Hardware - Riser Bracket] | {broken} | (corrosion) |  |  | 1 | replace
OH - Crossarms and Constructions | Poletop - replace attachment | Defects | A156 | Flying angle bracket (clearance hanger) broken / damaged - corrosion. | B497 | Flying angle bracket (clearance hanger) | broken / damaged | corrosion. | Pole Top Equipment | [Crossarm - Hardware - Riser Bracket] | {broken} | (corrosion) |  |  | 1 | replace
OH - Crossarms and Constructions | Poletop - replace attachment | Defects | A156 | Earth riser bracket broken / damaged - mechanical overload. | B356 | Earth riser bracket | broken / damaged | mechanical overload. | Pole Top Equipment | [Crossarm - Hardware - Riser Bracket] | {broken} | (related asset failure) |  |  | 1 | replace
OH - Crossarms and Constructions | Poletop - replace attachment | Defects | A156 | Pole band (two piece) reduced strength - mechanical overload. | C341 | Pole band (two piece) | reduced strength | mechanical overload. | Pole Top Equipment | [Crossarm - Hardware] | {broken} | (related asset failure) | two piece |  | 1 | replace
OH - Crossarms and Constructions | Poletop - replace attachment | Defects | A156 | Pole band (two piece) reduced strength - corrosion. | C342 | Pole band (two piece) | reduced strength | corrosion. | Pole Top Equipment | [Insulator - Insulator] | {broken} | (corrosion) | two piece |  | 1 | replace
OH - Crossarms and Constructions | Poletop - replace attachment | Defects | A156 | Attachment hardware (bolts/brackets) broken / damaged - corrosion. | B055 | Attachment hardware (bolts/brackets) | broken / damaged | corrosion. | Pole Top Equipment | [Insulator - Insulator] | {broken} | (corrosion) |  |  | 1 | replace
OH - Crossarms and Constructions | Poletop - replace attachment | Defects | A156 | zOther cause (unknown / unlisted) - add note. | C000 | zOther | cause (unknown / unlisted) | add note. | Pole Top Equipment | [Unknown] | {unknown} | (any reason) |  |  | 25 | replace
OH - Crossarms and Constructions | Poletop - replace construction | Defects | A321 | Conductor (HV) insufficient clearance - non compliant construction. | B034 | Conductor (HV) | insufficient clearance | non compliant construction. | Pole Top Equipment | [Crossarm - Crossarm] | {out of spec} | (functional requirements) | HV |  | 1 | replace
OH - Crossarms and Constructions | Poletop - replace construction | Defects | A321 | Conductor (HV) insufficient clearance - conductor creep / structure movement. | B036 | Conductor (HV) | insufficient clearance | conductor creep / structure movement. | Pole Top Equipment | [Crossarm - Crossarm] | {out of spec} | (related asset failure) | HV |  | 2 | replace
OH - Crossarms and Constructions | Poletop - replace construction | Defects | A321 | Conductor (covered LV) insufficient clearance - conductor creep / structure movement. | B043 | Conductor (covered LV) | insufficient clearance | conductor creep / structure movement. | Pole Top Equipment | [Crossarm - Crossarm] | {out of spec} | (related asset failure) | LV | covered | 2 | replace
OH - Crossarms and Constructions | Poletop - replace construction | Defects | A321 | Conductor (bare LV) insufficient clearance - non compliant construction. | B048 | Conductor (bare LV) | insufficient clearance | non compliant construction. | Pole Top Equipment | [Crossarm - Crossarm] | {out of spec} | (functional requirements) | LV | bare | 1 | replace
OH - Crossarms and Constructions | Poletop - replace construction | Defects | A321 | Conductor (bare LV) insufficient clearance - conductor creep / structure movement. | B050 | Conductor (bare LV) | insufficient clearance | conductor creep / structure movement. | Pole Top Equipment | [Crossarm - Crossarm] | {out of spec} | (related asset failure) | LV | bare | 2 | replace
OH - Crossarms and Constructions | Poletop - replace construction | Defects | A321 | Conductor (bare LV) insufficient clearance - uneven phase tensions. | B743 | Conductor (bare LV) | insufficient clearance | uneven phase tensions. | Pole Top Equipment | [Crossarm - Crossarm] | {out of spec} | (related asset failure) | LV | bare | 1 | replace
OH - Crossarms and Constructions | Poletop - replace construction | Defects | A321 | Conductor (HV) insufficient clearance - uneven phase tensions. | B744 | Conductor (HV) | insufficient clearance | uneven phase tensions. | Pole Top Equipment | [Crossarm - Crossarm] | {out of spec} | (related asset failure) | HV |  | 1 | replace
OH - Crossarms and Constructions | Poletop - replace construction | Defects | A321 | Crossarm (fibreglass) insufficient phase clearance - incorrect size installed. | C920 | Crossarm (fibreglass) | insufficient phase clearance | incorrect size installed. | Pole Top Equipment | [Crossarm - Crossarm] | {out of spec} | (installation error) |  | fibreglass | 2 | replace
OH - Crossarms and Constructions | Poletop - replace construction | Defects | A321 | Crossarm (fibreglass) insufficient strength / size - incorrect size installed. | C921 | Crossarm (fibreglass) | insufficient strength / size | incorrect size installed. | Pole Top Equipment | [Crossarm - Crossarm] | {out of spec} | (installation error) |  | fibreglass | 2 | replace
OH - Crossarms and Constructions | Poletop - replace construction | Defects | A321 | Conductor (covered LV) insufficient clearance - non compliant construction. | B041 | Conductor (covered LV) | insufficient clearance | non compliant construction. | Pole Top Equipment | [Crossarm - Crossarm] | {out of spec} | (functional requirements) | LV | covered | 1 | replace
OH - Crossarms and Constructions | Poletop - replace construction | Defects | A321 | Crossarm (steel) insufficient phase clearance - incorrect size installed. | C931 | Crossarm (steel) | insufficient phase clearance | incorrect size installed. | Pole Top Equipment | [Crossarm - Crossarm] | {out of spec} | (installation error) |  | steel | 2 | replace
OH - Crossarms and Constructions | Poletop - replace construction | Defects | A321 | Crossarm (steel) insufficient strength / size - incorrect size installed. | C932 | Crossarm (steel) | insufficient strength / size | incorrect size installed. | Pole Top Equipment | [Crossarm - Crossarm] | {out of spec} | (installation error) |  | steel | 2 | replace
OH - Crossarms and Constructions | Poletop - replace construction | Defects | A321 | Crossarm (timber) insufficient phase clearance - incorrect size installed. | C963 | Crossarm (timber) | insufficient phase clearance | incorrect size installed. | Pole Top Equipment | [Crossarm - Crossarm] | {out of spec} | (installation error) |  | timber | 2 | replace
OH - Crossarms and Constructions | Poletop - replace construction | Defects | A321 | Crossarm (timber) insufficient strength / size - incorrect size installed. | C964 | Crossarm (timber) | insufficient strength / size | incorrect size installed. | Pole Top Equipment | [Crossarm - Crossarm] | {out of spec} | (installation error) |  | timber | 2 | replace
OH - Crossarms and Constructions | Poletop - replace construction | Defects | A321 | Crossarm (timber laminated) insufficient phase clearance - incorrect size installed. | C947 | Crossarm (timber laminated) | insufficient phase clearance | incorrect size installed. | Pole Top Equipment | [Crossarm - Crossarm] | {out of spec} | (installation error) |  | timber laminated | 2 | replace
OH - Crossarms and Constructions | Poletop - replace construction | Defects | A321 | Crossarm (timber laminated) insufficient strength / size - incorrect size installed. | C948 | Crossarm (timber laminated) | insufficient strength / size | incorrect size installed. | Pole Top Equipment | [Crossarm - Crossarm] | {out of spec} | (installation error) |  | timber laminated | 2 | replace
OH - Crossarms and Constructions | Poletop - replace construction | Defects | A321 | Crossarm (timber PEC) insufficient phase clearance - incorrect size installed. | C979 | Crossarm (timber PEC) | insufficient phase clearance | incorrect size installed. | Pole Top Equipment | [Crossarm - Crossarm] | {out of spec} | (installation error) |  | timber PEC | 2 | replace
OH - Crossarms and Constructions | Poletop - replace construction | Defects | A321 | Crossarm (timber PEC) insufficient strength / size - incorrect size installed. | C980 | Crossarm (timber PEC) | insufficient strength / size | incorrect size installed. | Pole Top Equipment | [Crossarm - Crossarm] | {out of spec} | (installation error) |  | timber PEC | 2 | replace
OH - Crossarms and Constructions | Poletop - replace construction | Defects | A321 | Conductor (HV) insufficient clearance - unauthorised construction. | B035 | Conductor (HV) | insufficient clearance | unauthorised construction. | Pole Top Equipment | [Crossarm - Crossarm] | {out of spec} | (related asset failure) | HV |  | 3 | replace
OH - Crossarms and Constructions | Poletop - replace construction | Defects | A321 | Conductor (bare LV) insufficient clearance - unauthorised construction. | B049 | Conductor (bare LV) | insufficient clearance | unauthorised construction. | Pole Top Equipment | [Crossarm - Crossarm] | {out of spec} | (related asset failure) | LV | bare | 3 | replace
OH - Crossarms and Constructions | Poletop - replace construction | Defects | A321 | Conductor (covered LV) insufficient clearance - unauthorised construction. | B042 | Conductor (covered LV) | insufficient clearance | unauthorised construction. | Pole Top Equipment | [Crossarm - Crossarm] | {out of spec} | (related asset failure) | LV | covered | 3 | replace
OH - Insulators | Insulator (porcelain) - replace | Defects | A082 | zOther cause (unknown / unlisted) - add note. | C000 | zOther | cause (unknown / unlisted) | add note. | Pole Top Equipment | [Insulator - Insulator] | {unknown} | (unknown) |  | porcelain | 26 | replace
OH - Insulators | Insulator (soft polymer) - replace | Defects | A083 | zOther cause (unknown / unlisted) - add note. | C000 | zOther | cause (unknown / unlisted) | add note. | Pole Top Equipment | [Insulator - Insulator] | {unknown} | (unknown) |  | soft polymer | 27 | replace
OH - Insulators | Insulator - upgrade | Construction | A310 | zOther cause (unknown / unlisted) - add note. | C000 | zOther | cause (unknown / unlisted) | add note. | Pole Top Equipment | [Insulator - Insulator] | {unknown} | (unknown) |  |  | 28 | replace
Pole | Pole - Install Possum Guard | Defects | PIPG | Possum Guard Required |  |  |  |  | Fauna Protection | [5 empty] | 1 | install
Switch | ABS - Install Earth Mat | Defects | WAIE | Earth Mat Required |  |  |  |  | OH Links Switches and Fuses | [5 empty] | 1
Switch | ABS - Install Insulated Down Rod | Defects | WAID | ABS Faulty |  |  |  |  | OH Links Switches and Fuses | [5 empty] | 1
Switch | ABS - Maintain | Defects | WABM | ABS Faulty |  |  |  |  | OH Links Switches and Fuses | [5 empty] | 2
Switch | ABS - Remove | Defects | WABR | ABS Faulty |  |  |  |  | OH Links Switches and Fuses | [5 empty] | 3
Switch | ABS - Remove Foreign Object | Defects | WARF | ABS Faulty |  |  |  |  | OH Links Switches and Fuses | [5 empty] | 4
OH - Air Break Switches | ABS - remove foreign objects | Defects | A313 | ABS foreign objects attached - weather / vandalism etc. | B812 | ABS | foreign objects attached | weather / fauna / vandalism etc. | OH Links Switches and Fuses | [5 empty] | 1
OH - Air Break Switches | ABS - remove foreign objects | Defects | A313 | zOther cause (unknown / unlisted) - add note. | C000 | zOther | cause (unknown / unlisted) | add note. | OH Links Switches and Fuses | [5 empty] | 29
OH - Air Break Switches | ABS - repair | Defects | A003 | ABS Insulator broken / damaged - flashover. | B384 | ABS Insulator | broken / damaged | flashover. | OH Links Switches and Fuses | [5 empty] | 1
OH - Air Break Switches | ABS - repair | Defects | A003 | ABS Insulator broken / damaged - third party impact. | B380 | ABS Insulator | broken / damaged | third party impact. | OH Links Switches and Fuses | [5 empty] | 1
OH - Air Break Switches | ABS - repair | Defects | A003 | ABS Insulator broken / damaged - unknown. | B635 | ABS Insulator | broken / damaged | unknown. | OH Links Switches and Fuses | [5 empty] | 1
OH - Air Break Switches | ABS - repair | Defects | A003 | ABS Insulator broken / damaged - wildlife. | B382 | ABS Insulator | broken / damaged | wildlife. | OH Links Switches and Fuses | [5 empty] | 1
OH - Air Break Switches | ABS - repair | Defects | A003 | ABS Insulator tracking - surface contamination. | B385 | ABS Insulator | tracking | surface contamination. | OH Links Switches and Fuses | [5 empty] | 1
OH - Air Break Switches | ABS - repair | Defects | A003 | ABS down rod broken / damaged - third party impact. | B026 | ABS down rod | broken / damaged | third party impact. | OH Links Switches and Fuses | [5 empty] | 1
OH - Air Break Switches | ABS - repair | Defects | A003 | ABS down rod broken / damaged - vandalism. | B027 | ABS down rod | broken / damaged | vandalism. | OH Links Switches and Fuses | [5 empty] | 1
OH - Air Break Switches | ABS - repair | Defects | A003 | ABS down rod deteriorated - timber degradation. | B030 | ABS down rod | deteriorated | timber degradation. | OH Links Switches and Fuses | [5 empty] | 1
OH - Air Break Switches | ABS - repair | Defects | A003 | ABS down rod misaligned - out of adjustment. | B028 | ABS down rod | misaligned | out of adjustment. | OH Links Switches and Fuses | [5 empty] | 1
OH - Air Break Switches | ABS - repair | Defects | A003 | ABS down rod uninsulated - previous design standard. | B029 | ABS down rod | uninsulated | previous design standard. | OH Links Switches and Fuses | [5 empty] | 1
OH - Air Break Switches | ABS - repair | Defects | A003 | ABS flicker blades broken / damaged - burnt / eroded. | B297 | ABS flicker blades | broken / damaged | burnt / eroded. | OH Links Switches and Fuses | [5 empty] | 1
OH - Air Break Switches | ABS - repair | Defects | A003 | ABS flicker blades broken / damaged - out of adjustment. | B295 | ABS flicker blades | broken / damaged | out of adjustment. | OH Links Switches and Fuses | [5 empty] | 1
OH - Air Break Switches | ABS - repair | Defects | A003 | ABS flicker blades broken / damaged - welded closed. | B296 | ABS flicker blades | broken / damaged | welded closed. | OH Links Switches and Fuses | [5 empty] | 1
OH - Air Break Switches | ABS - repair | Defects | A003 | ABS main contacts broken / damaged - loss of spring pressure. | B432 | ABS main contacts | broken / damaged | loss of spring pressure. | OH Links Switches and Fuses | [5 empty] | 1
OH - Air Break Switches | ABS - repair | Defects | A003 | ABS main contacts broken / damaged - out of adjustment. | B433 | ABS main contacts | broken / damaged | out of adjustment. | OH Links Switches and Fuses | [5 empty] | 1
OH - Air Break Switches | ABS - repair | Defects | A003 | ABS main contacts deteriorated - erosion of contact surface. | B436 | ABS main contacts | deteriorated | deterioration of contact surface. | OH Links Switches and Fuses | [5 empty] | 1
OH - Air Break Switches | ABS - repair | Defects | A003 | ABS main contacts jammed - loss of lube / burnt contacts. | B440 | ABS main contacts | jammed | loss of lube / burnt contacts. | OH Links Switches and Fuses | [5 empty] | 1
OH - Air Break Switches | ABS - repair | Defects | A003 | ABS main contacts misaligned - out of adjustment. | B434 | ABS main contacts | misaligned | out of adjustment. | OH Links Switches and Fuses | [5 empty] | 1
OH - Air Break Switches | ABS - repair | Defects | A003 | ABS operating handle bent - vandalism. | B492 | ABS operating handle | bent | vandalism. | OH Links Switches and Fuses | [5 empty] | 1
OH - Air Break Switches | ABS - repair | Defects | A003 | ABS operating handle inappropriate height - altered ground level. | B493 | ABS operating handle | inappropriate height | altered ground level. | OH Links Switches and Fuses | [5 empty] | 1
OH - Air Break Switches | ABS - repair | Defects | A003 | ABS operating handle overtravel - loose pivot bolt. | B490 | ABS operating handle | overtravel | loose pivot bolt. | OH Links Switches and Fuses | [5 empty] | 1
OH - Air Break Switches | ABS - repair | Defects | A003 | ABS operating handle unsupported / loose - timber degradation. | B491 | ABS operating handle | unsupported / loose | timber degradation. | OH Links Switches and Fuses | [5 empty] | 1
OH - Air Break Switches | ABS - repair | Defects | A003 | Connection (U bolt) overheated - loose connection. | C437 | Connection (U bolt) | overheated | loose connection. | OH Links Switches and Fuses | [5 empty] | 1
OH - Air Break Switches | ABS - repair | Defects | A003 | zOther cause (unknown / unlisted) - add note. | C000 | zOther | cause (unknown / unlisted) | add note. | OH Links Switches and Fuses | [5 empty] | 30
Switch | ABS - Replace | Defects | WARP | ABS Faulty |  |  |  |  | OH Links Switches and Fuses | [5 empty] | 5
Switch | ABS - Replace Connections | Defects | WARC | ABS Faulty |  |  |  |  | OH Links Switches and Fuses | [5 empty] | 6
Switch | ABS - Replace Insulators | Defects | WARI | ABS Faulty |  |  |  |  | OH Links Switches and Fuses | [5 empty] | 7
Switch | ABS - Replace Load Breakers | Defects | WARL | ABS Faulty |  |  |  |  | OH Links Switches and Fuses | [5 empty] | 8
OH - Air Break Switches | ABS - replace with Gas Switch | Defects | A005 | ABS Insulator broken / damaged - corrosion of bolts / mounting hardware. | B383 | ABS Insulator | broken / damaged | corrosion of bolts / mounting hardware. | OH Links Switches and Fuses | [5 empty] | 1
OH - Air Break Switches | ABS - replace with Gas Switch | Defects | A005 | ABS Insulator broken / damaged - flashover. | B384 | ABS Insulator | broken / damaged | flashover. | OH Links Switches and Fuses | [5 empty] | 2
OH - Air Break Switches | ABS - replace with Gas Switch | Defects | A005 | ABS Insulator broken / damaged - third party impact. | B380 | ABS Insulator | broken / damaged | third party impact. | OH Links Switches and Fuses | [5 empty] | 2
OH - Air Break Switches | ABS - replace with Gas Switch | Defects | A005 | ABS Insulator broken / damaged - vandalism. | B381 | ABS Insulator | broken / damaged | vandalism. | OH Links Switches and Fuses | [5 empty] | 1
OH - Air Break Switches | ABS - replace with Gas Switch | Defects | A005 | ABS Insulator broken / damaged - wildlife. | B382 | ABS Insulator | broken / damaged | wildlife. | OH Links Switches and Fuses | [5 empty] | 2
OH - Air Break Switches | ABS - replace with Gas Switch | Defects | A005 | ABS Insulator tracking - surface contamination. | B385 | ABS Insulator | tracking | surface contamination. | OH Links Switches and Fuses | [5 empty] | 2
OH - Air Break Switches | ABS - replace with Gas Switch | Defects | A005 | ABS flicker blades broken / damaged - burnt / eroded. | B297 | ABS flicker blades | broken / damaged | burnt / eroded. | OH Links Switches and Fuses | [5 empty] | 2
OH - Air Break Switches | ABS - replace with Gas Switch | Defects | A005 | ABS flicker blades broken / damaged - out of adjustment. | B295 | ABS flicker blades | broken / damaged | out of adjustment. | OH Links Switches and Fuses | [5 empty] | 2
OH - Air Break Switches | ABS - replace with Gas Switch | Defects | A005 | ABS flicker blades broken / damaged - welded closed. | B296 | ABS flicker blades | broken / damaged | welded closed. | OH Links Switches and Fuses | [5 empty] | 2
OH - Air Break Switches | ABS - replace with Gas Switch | Defects | A005 | ABS main contacts jammed - loss of lube / burnt contacts. | B440 | ABS main contacts | jammed | loss of lube / burnt contacts. | OH Links Switches and Fuses | [5 empty] | 2
OH - Air Break Switches | ABS - replace with Gas Switch | Defects | A005 | ABS main contacts misaligned - frame/chassis timber degradation. | B435 | ABS main contacts | misaligned | frame/chassis timber degradation. | OH Links Switches and Fuses | [5 empty] | 1
OH - Air Break Switches | ABS - replace with Gas Switch | Defects | A005 | ABS main contacts misaligned - out of adjustment. | B434 | ABS main contacts | misaligned | out of adjustment. | OH Links Switches and Fuses | [5 empty] | 2
OH - Air Break Switches | ABS - replace with Gas Switch | Defects | A005 | ABS main contacts overheated / damaged - erosion of contact surface. | B439 | ABS main contacts | overheated / damaged | deterioration of contact surface. | OH Links Switches and Fuses | [5 empty] | 1
OH - Air Break Switches | ABS - replace with Gas Switch | Defects | A005 | ABS main contacts overheated / damaged - loss of spring pressure. | B437 | ABS main contacts | overheated / damaged | loss of spring pressure. | OH Links Switches and Fuses | [5 empty] | 1
OH - Air Break Switches | ABS - replace with Gas Switch | Defects | A005 | ABS main contacts overheated / damaged - phases out of adjustment. | B438 | ABS main contacts | overheated / damaged | phases out of adjustment. | OH Links Switches and Fuses | [5 empty] | 1
OH - Air Break Switches | ABS - replace with Gas Switch | Defects | A005 | Load break switch installation reqd - programmed replacement. | C649 | Load break switch | installation reqd | programmed replacement. | OH Links Switches and Fuses | [5 empty] | 1
OH - Air Break Switches | ABS - replace with Gas Switch | Defects | A005 | zOther cause (unknown / unlisted) - add note. | C000 | zOther | cause (unknown / unlisted) | add note. | OH Links Switches and Fuses | [5 empty] | 31
GE - Access and Fencing | Access - design assessment reqd | Defects | A066 | Easement encroachment - pool. | B386 | Easement | encroachment | pool. | [6 empty] | 1
GE - Access and Fencing | Access - design assessment reqd | Defects | A066 | zOther cause (unknown / unlisted) - add note. | C000 | zOther | cause (unknown / unlisted) | add note. | [6 empty] | 32
Auxiliary | Access Track - Repair | Defects | ATRR | Access Track Required for Pole Inspection | [10 empty] | 1
Auxiliary | Access Track - Repair | Defects | ATRR | Other - Add Note | [10 empty] | 28
Auxiliary | Aircraft Warning Sphere - Install | Defects | AAWI | Aircraft Warning Sphere Required | [10 empty] | 1
Auxiliary | Aircraft Warning Sphere - Replace | Defects | AAWR | Aircraft Warning Sphere Faulty | [10 empty] | 1
Auxiliary | Anti Climbing Guard - Fit | Defects | AACG | Illegal Access Risk | [10 empty] | 1
GE - Other | Asbestos - assessment reqd | Defects | A007 | Asset suspected to contain asbestos - further investigation reqd. | B527 | Asset | suspected to contain asbestos | further investigation reqd. | [6 empty] | 1
GE - Other | Asbestos - assessment reqd | Defects | A007 | zOther cause (unknown / unlisted) - add note. | C000 | zOther | cause (unknown / unlisted) | add note. | [6 empty] | 33
Auxiliary | Asbestos - Identified | Defects | ASBF | Other - Add Note | [10 empty] | 29
GE - Other | Asbestos - install warning sign | Defects | A008 | Asset contains asbestos - add note. | B528 | Asset | contains asbestos | add note. | [6 empty] | 1
GE - Other | Asbestos - install warning sign | Defects | A008 | zOther cause (unknown / unlisted) - add note. | C000 | zOther | cause (unknown / unlisted) | add note. | [6 empty] | 34
GE - Other | Asbestos - remove | Defects | A009 | Asset contains asbestos - add note. | B528 | Asset | contains asbestos | add note. | [6 empty] | 2
GE - Other | Asbestos - remove | Defects | A009 | zOther cause (unknown / unlisted) - add note. | C000 | zOther | cause (unknown / unlisted) | add note. | [6 empty] | 35
GE - Access and Fencing | Asset access - Issue notice to customer | Defects | A084 | Asset access not available / denied - customer refusal. | B557 | Asset access | not available / denied | customer refusal. | [6 empty] | 1
GE - Access and Fencing | Asset access - Issue notice to customer | Defects | A084 | Asset access not available / denied - seasonal crops. | B556 | Asset access | not available / denied | seasonal crops. | [6 empty] | 1
GE - Access and Fencing | Asset access - Issue notice to customer | Defects | A084 | Asset access obstructed - building / structure. | B561 | Asset access | obstructed | building / structure. | [6 empty] | 1
GE - Access and Fencing | Asset access - Issue notice to customer | Defects | A084 | Asset access obstructed - crop netting. | B558 | Asset access | obstructed | crop netting. | [6 empty] | 1
GE - Access and Fencing | Asset access - Issue notice to customer | Defects | A084 | Asset access obstructed - fences / garden changes. | B562 | Asset access | obstructed | fences / garden changes. | [6 empty] | 1
GE - Access and Fencing | Asset access - Issue notice to customer | Defects | A084 | Asset access obstructed - vegetation. | B559 | Asset access | obstructed | vegetation. | [6 empty] | 1
GE - Access and Fencing | Asset access - Issue notice to customer | Defects | A084 | Asset access obstructed - wind / storm debris (non veg). | B560 | Asset access | obstructed | wind / storm debris (non veg). | [6 empty] | 1
GE - Access and Fencing | Asset access - Issue notice to customer | Defects | A084 | Easement encroachment - building / structure. | B387 | Easement | encroachment | building / structure. | [6 empty] | 1
GE - Access and Fencing | Asset access - Issue notice to customer | Defects | A084 | zOther cause (unknown / unlisted) - add note. | C000 | zOther | cause (unknown / unlisted) | add note. | [6 empty] | 36
GE - Access and Fencing | Bridge - repair | Defects | A010 | Bridge / drain inoperable - blocked. | C014 | Bridge / drain | inoperable | blocked. | [6 empty] | 1
GE - Access and Fencing | Bridge - repair | Defects | A010 | Bridge / drain inoperable - damaged / deteriorated. | C015 | Bridge / drain | inoperable | damaged / deteriorated. | [6 empty] | 1
GE - Access and Fencing | Bridge - repair | Defects | A010 | Bridge / drain inoperable - insufficient capacity. | C013 | Bridge / drain | inoperable | insufficient capacity. | [6 empty] | 1
GE - Access and Fencing | Bridge - repair | Defects | A010 | zOther cause (unknown / unlisted) - add note. | C000 | zOther | cause (unknown / unlisted) | add note. | [6 empty] | 37
UG - Cables | Cable - repair | Defects | A012 | Cable (CONSAC) conductor deterioration / failure - overheating. | C087 | Cable (CONSAC) | conductor deterioration / failure | overheated. | [6 empty] | 1
UG - Cables | Cable - repair | Defects | A012 | Cable (CONSAC) conductor deterioration / failure - water ingress. | C088 | Cable (CONSAC) | conductor deterioration / failure | water ingress. | [6 empty] | 1
UG - Cables | Cable - repair | Defects | A012 | Cable (CONSAC) floating neutral - flashover / fault current. | C092 | Cable (CONSAC) | floating neutral | flashover / fault current. | [6 empty] | 1
UG - Cables | Cable - repair | Defects | A012 | Cable (CONSAC) floating neutral - mechanical damage. | C090 | Cable (CONSAC) | floating neutral | mechanical damage. | [6 empty] | 1
UG - Cables | Cable - repair | Defects | A012 | Cable (CONSAC) floating neutral - non compliant installation. | C089 | Cable (CONSAC) | floating neutral | non compliant installation. | [6 empty] | 1
UG - Cables | Cable - repair | Defects | A012 | Cable (CONSAC) floating neutral - overheating. | C091 | Cable (CONSAC) | floating neutral | overheated. | [6 empty] | 1
UG - Cables | Cable - repair | Defects | A012 | Cable (CONSAC) floating neutral - sheath breakdown. | C093 | Cable (CONSAC) | floating neutral | sheath breakdown. | [6 empty] | 1
UG - Cables | Cable - repair | Defects | A012 | Cable (CONSAC) floating neutral - water ingress. | C094 | Cable (CONSAC) | floating neutral | water ingress. | [6 empty] | 1
UG - Cables | Cable - repair | Defects | A012 | Cable (CONSAC) loose mounting - deterioration. | B814 | Cable (CONSAC) | loose mounting | deterioration. | [6 empty] | 1
UG - Cables | Cable - repair | Defects | A012 | Cable (CONSAC) metallic sheath (aluminium) damaged - mechanical damage. | C082 | Cable (CONSAC) | metallic sheath (aluminium) damaged | mechanical damage. | [6 empty] | 1
UG - Cables | Cable - repair | Defects | A012 | Cable (CONSAC) metallic sheath (aluminium) damaged - non compliant installation. | C081 | Cable (CONSAC) | metallic sheath (aluminium) damaged | non compliant installation. | [6 empty] | 1
UG - Cables | Cable - repair | Defects | A012 | Cable (CONSAC) metallic sheath (aluminium) damaged - water ingress. | C083 | Cable (CONSAC) | metallic sheath (aluminium) damaged | water ingress. | [6 empty] | 1
UG - Cables | Cable - repair | Defects | A012 | Cable (CONSAC) protective outer sheath damaged - insulation degradation. | C084 | Cable (CONSAC) | protective outer sheath damaged | insulation degradation. | [6 empty] | 1
UG - Cables | Cable - repair | Defects | A012 | Cable (CONSAC) protective outer sheath damaged - mechanical damage. | C085 | Cable (CONSAC) | protective outer sheath damaged | mechanical damage. | [6 empty] | 1
UG - Cables | Cable - repair | Defects | A012 | Cable (CONSAC) protective outer sheath damaged - vermin. | C086 | Cable (CONSAC) | protective outer sheath damaged | vermin. | [6 empty] | 1
UG - Cables | Cable - repair | Defects | A012 | Cable (XLPE/PVC) conductor deterioration / failure - overheating. | C204 | Cable (XLPE/PVC) | conductor deterioration / failure | overheated. | [6 empty] | 1
UG - Cables | Cable - repair | Defects | A012 | Cable (XLPE/PVC) conductor deterioration / failure - water ingress. | C205 | Cable (XLPE/PVC) | conductor deterioration / failure | water ingress. | [6 empty] | 1
UG - Cables | Cable - repair | Defects | A012 | Cable (XLPE/PVC) insulation deterioration / failure - non compliant installation. | C206 | Cable (XLPE/PVC) | insulation deterioration / failure | non compliant installation. | [6 empty] | 1
UG - Cables | Cable - repair | Defects | A012 | Cable (XLPE/PVC) loose mounting - deterioration. | B816 | Cable (XLPE/PVC) | loose mounting | deterioration. | [6 empty] | 1
UG - Cables | Cable - repair | Defects | A012 | Cable (XLPE/PVC) metallic sheath damaged - mechanical damage. | C199 | Cable (XLPE/PVC) | metallic sheath damaged | mechanical damage. | [6 empty] | 1
UG - Cables | Cable - repair | Defects | A012 | Cable (XLPE/PVC) metallic sheath damaged - non compliant installation. | C198 | Cable (XLPE/PVC) | metallic sheath damaged | non compliant installation. | [6 empty] | 1
UG - Cables | Cable - repair | Defects | A012 | Cable (XLPE/PVC) metallic sheath damaged - water ingress. | C200 | Cable (XLPE/PVC) | metallic sheath damaged | water ingress. | [6 empty] | 1
UG - Cables | Cable - repair | Defects | A012 | Cable (XLPE/PVC) protective outer sheath damaged - insulation degradation. | C201 | Cable (XLPE/PVC) | protective outer sheath damaged | insulation degradation. | [6 empty] | 1
UG - Cables | Cable - repair | Defects | A012 | Cable (XLPE/PVC) protective outer sheath damaged - mechanical damage. | C202 | Cable (XLPE/PVC) | protective outer sheath damaged | mechanical damage. | [6 empty] | 1
UG - Cables | Cable - repair | Defects | A012 | Cable (XLPE/PVC) protective outer sheath damaged - vermin. | C203 | Cable (XLPE/PVC) | protective outer sheath damaged | vermin. | [6 empty] | 1
UG - Cables | Cable - repair | Defects | A012 | Cable (paper insulated) conductor deterioration / failure - overheating. | C150 | Cable (paper insulated) | conductor deterioration / failure | overheated. | [6 empty] | 1
UG - Cables | Cable - repair | Defects | A012 | Cable (paper insulated) conductor deterioration / failure - water ingress. | C151 | Cable (paper insulated) | conductor deterioration / failure | water ingress. | [6 empty] | 1
UG - Cables | Cable - repair | Defects | A012 | Cable (paper insulated) loose mounting - deterioration. | B815 | Cable (paper insulated) | loose mounting | deterioration. | [6 empty] | 1
UG - Cables | Cable - repair | Defects | A012 | Cable (paper insulated) metallic sheath (aluminium) damaged - mechanical damage. | C142 | Cable (paper insulated) | metallic sheath (aluminium) damaged | mechanical damage. | [6 empty] | 1
UG - Cables | Cable - repair | Defects | A012 | Cable (paper insulated) metallic sheath (aluminium) damaged - non compliant installation. | C141 | Cable (paper insulated) | metallic sheath (aluminium) damaged | non compliant installation. | [6 empty] | 1
UG - Cables | Cable - repair | Defects | A012 | Cable (paper insulated) metallic sheath (aluminium) damaged - water ingress. | C143 | Cable (paper insulated) | metallic sheath (aluminium) damaged | water ingress. | [6 empty] | 1
UG - Cables | Cable - repair | Defects | A012 | Cable (paper insulated) metallic sheath (lead) damaged - mechanical damage. | C145 | Cable (paper insulated) | metallic sheath (lead) damaged | mechanical damage. | [6 empty] | 1
UG - Cables | Cable - repair | Defects | A012 | Cable (paper insulated) metallic sheath (lead) damaged - non compliant installation. | C144 | Cable (paper insulated) | metallic sheath (lead) damaged | non compliant installation. | [6 empty] | 1
UG - Cables | Cable - repair | Defects | A012 | Cable (paper insulated) metallic sheath (lead) damaged - water ingress. | C146 | Cable (paper insulated) | metallic sheath (lead) damaged | water ingress. | [6 empty] | 1
UG - Cables | Cable - repair | Defects | A012 | Cable (paper insulated) protective outer sheath damaged - insulation degradation. | C147 | Cable (paper insulated) | protective outer sheath damaged | insulation degradation. | [6 empty] | 1
UG - Cables | Cable - repair | Defects | A012 | Cable (paper insulated) protective outer sheath damaged - mechanical damage. | C148 | Cable (paper insulated) | protective outer sheath damaged | mechanical damage. | [6 empty] | 1
UG - Cables | Cable - repair | Defects | A012 | Cable (paper insulated) protective outer sheath damaged - vermin. | C149 | Cable (paper insulated) | protective outer sheath damaged | vermin. | [6 empty] | 1
UG - Cables | Cable - repair | Defects | A012 | zOther cause (unknown / unlisted) - add note. | C000 | zOther | cause (unknown / unlisted) | add note. | [6 empty] | 38
UG - Cables | Cable - replace | Defects | A013 | Cable (CONSAC) conductor deterioration / failure - overheating. | C087 | Cable (CONSAC) | conductor deterioration / failure | overheated. | [6 empty] | 2
UG - Cables | Cable - replace | Defects | A013 | Cable (CONSAC) conductor deterioration / failure - water ingress. | C088 | Cable (CONSAC) | conductor deterioration / failure | water ingress. | [6 empty] | 2
UG - Cables | Cable - replace | Defects | A013 | Cable (CONSAC) floating neutral - sheath breakdown. | C093 | Cable (CONSAC) | floating neutral | sheath breakdown. | [6 empty] | 2
UG - Cables | Cable - replace | Defects | A013 | Cable (CONSAC) insulation deterioration / failure - flashover / fault current. | C097 | Cable (CONSAC) | insulation deterioration / failure | flashover / fault current. | [6 empty] | 1
UG - Cables | Cable - replace | Defects | A013 | Cable (CONSAC) insulation deterioration / failure - non compliant installation. | C095 | Cable (CONSAC) | insulation deterioration / failure | non compliant installation. | [6 empty] | 1
UG - Cables | Cable - replace | Defects | A013 | Cable (CONSAC) insulation deterioration / failure - overheating. | C096 | Cable (CONSAC) | insulation deterioration / failure | overheated. | [6 empty] | 1
UG - Cables | Cable - replace | Defects | A013 | Cable (CONSAC) insulation deterioration / failure - water ingress. | C098 | Cable (CONSAC) | insulation deterioration / failure | water ingress. | [6 empty] | 1
UG - Cables | Cable - replace | Defects | A013 | Cable (CONSAC) metallic sheath (aluminium) damaged - mechanical damage. | C082 | Cable (CONSAC) | metallic sheath (aluminium) damaged | mechanical damage. | [6 empty] | 2
UG - Cables | Cable - replace | Defects | A013 | Cable (CONSAC) metallic sheath (aluminium) damaged - non compliant installation. | C081 | Cable (CONSAC) | metallic sheath (aluminium) damaged | non compliant installation. | [6 empty] | 2
UG - Cables | Cable - replace | Defects | A013 | Cable (CONSAC) metallic sheath (aluminium) damaged - water ingress. | C083 | Cable (CONSAC) | metallic sheath (aluminium) damaged | water ingress. | [6 empty] | 2
UG - Cables | Cable - replace | Defects | A013 | Cable (CONSAC) protective outer sheath damaged - insulation degradation. | C084 | Cable (CONSAC) | protective outer sheath damaged | insulation degradation. | [6 empty] | 2
UG - Cables | Cable - replace | Defects | A013 | Cable (CONSAC) protective outer sheath damaged - mechanical damage. | C085 | Cable (CONSAC) | protective outer sheath damaged | mechanical damage. | [6 empty] | 2
UG - Cables | Cable - replace | Defects | A013 | Cable (CONSAC) protective outer sheath damaged - vermin. | C086 | Cable (CONSAC) | protective outer sheath damaged | vermin. | [6 empty] | 2
UG - Cables | Cable - replace | Defects | A013 | Cable (XLPE/PVC) conductor deterioration / failure - overheating. | C204 | Cable (XLPE/PVC) | conductor deterioration / failure | overheated. | [6 empty] | 2
UG - Cables | Cable - replace | Defects | A013 | Cable (XLPE/PVC) conductor deterioration / failure - water ingress. | C205 | Cable (XLPE/PVC) | conductor deterioration / failure | water ingress. | [6 empty] | 2
UG - Cables | Cable - replace | Defects | A013 | Cable (XLPE/PVC) insulation deterioration / failure - flashover / fault current. | C208 | Cable (XLPE/PVC) | insulation deterioration / failure | flashover / fault current. | [6 empty] | 1
UG - Cables | Cable - replace | Defects | A013 | Cable (XLPE/PVC) insulation deterioration / failure - non compliant installation. | C206 | Cable (XLPE/PVC) | insulation deterioration / failure | non compliant installation. | [6 empty] | 2
UG - Cables | Cable - replace | Defects | A013 | Cable (XLPE/PVC) insulation deterioration / failure - overheating. | C207 | Cable (XLPE/PVC) | insulation deterioration / failure | overheated. | [6 empty] | 1
UG - Cables | Cable - replace | Defects | A013 | Cable (XLPE/PVC) insulation deterioration / failure - water ingress. | C209 | Cable (XLPE/PVC) | insulation deterioration / failure | water ingress. | [6 empty] | 1
UG - Cables | Cable - replace | Defects | A013 | Cable (XLPE/PVC) metallic sheath damaged - mechanical damage. | C199 | Cable (XLPE/PVC) | metallic sheath damaged | mechanical damage. | [6 empty] | 2
UG - Cables | Cable - replace | Defects | A013 | Cable (XLPE/PVC) metallic sheath damaged - water ingress. | C200 | Cable (XLPE/PVC) | metallic sheath damaged | water ingress. | [6 empty] | 2
UG - Cables | Cable - replace | Defects | A013 | Cable (XLPE/PVC) protective outer sheath damaged - insulation degradation. | C201 | Cable (XLPE/PVC) | protective outer sheath damaged | insulation degradation. | [6 empty] | 2
UG - Cables | Cable - replace | Defects | A013 | Cable (XLPE/PVC) protective outer sheath damaged - mechanical damage. | C202 | Cable (XLPE/PVC) | protective outer sheath damaged | mechanical damage. | [6 empty] | 2
UG - Cables | Cable - replace | Defects | A013 | Cable (XLPE/PVC) protective outer sheath damaged - vermin. | C203 | Cable (XLPE/PVC) | protective outer sheath damaged | vermin. | [6 empty] | 2
UG - Cables | Cable - replace | Defects | A013 | Cable (paper insulated) conductor deterioration / failure - overheating. | C150 | Cable (paper insulated) | conductor deterioration / failure | overheated. | [6 empty] | 2
UG - Cables | Cable - replace | Defects | A013 | Cable (paper insulated) conductor deterioration / failure - water ingress. | C151 | Cable (paper insulated) | conductor deterioration / failure | water ingress. | [6 empty] | 2
UG - Cables | Cable - replace | Defects | A013 | Cable (paper insulated) insulation deterioration / failure - flashover / fault current. | C154 | Cable (paper insulated) | insulation deterioration / failure | flashover / fault current. | [6 empty] | 1
UG - Cables | Cable - replace | Defects | A013 | Cable (paper insulated) insulation deterioration / failure - non compliant installation. | C152 | Cable (paper insulated) | insulation deterioration / failure | non compliant installation. | [6 empty] | 1
UG - Cables | Cable - replace | Defects | A013 | Cable (paper insulated) insulation deterioration / failure - overheating. | C153 | Cable (paper insulated) | insulation deterioration / failure | overheated. | [6 empty] | 1
UG - Cables | Cable - replace | Defects | A013 | Cable (paper insulated) insulation deterioration / failure - water ingress. | C155 | Cable (paper insulated) | insulation deterioration / failure | water ingress. | [6 empty] | 1
UG - Cables | Cable - replace | Defects | A013 | Cable (paper insulated) metallic sheath (aluminium) damaged - mechanical damage. | C142 | Cable (paper insulated) | metallic sheath (aluminium) damaged | mechanical damage. | [6 empty] | 2
UG - Cables | Cable - replace | Defects | A013 | Cable (paper insulated) metallic sheath (aluminium) damaged - non compliant installation. | C141 | Cable (paper insulated) | metallic sheath (aluminium) damaged | non compliant installation. | [6 empty] | 2
UG - Cables | Cable - replace | Defects | A013 | Cable (paper insulated) metallic sheath (aluminium) damaged - water ingress. | C143 | Cable (paper insulated) | metallic sheath (aluminium) damaged | water ingress. | [6 empty] | 2
UG - Cables | Cable - replace | Defects | A013 | Cable (paper insulated) metallic sheath (lead) damaged - mechanical damage. | C145 | Cable (paper insulated) | metallic sheath (lead) damaged | mechanical damage. | [6 empty] | 2
UG - Cables | Cable - replace | Defects | A013 | Cable (paper insulated) metallic sheath (lead) damaged - water ingress. | C146 | Cable (paper insulated) | metallic sheath (lead) damaged | water ingress. | [6 empty] | 2
UG - Cables | Cable - replace | Defects | A013 | Cable (paper insulated) protective outer sheath damaged - insulation degradation. | C147 | Cable (paper insulated) | protective outer sheath damaged | insulation degradation. | [6 empty] | 2
UG - Cables | Cable - replace | Defects | A013 | Cable (paper insulated) protective outer sheath damaged - mechanical damage. | C148 | Cable (paper insulated) | protective outer sheath damaged | mechanical damage. | [6 empty] | 2
UG - Cables | Cable - replace | Defects | A013 | Cable (paper insulated) protective outer sheath damaged - vermin. | C149 | Cable (paper insulated) | protective outer sheath damaged | vermin. | [6 empty] | 2
UG - Cables | Cable - replace | Defects | A013 | zOther cause (unknown / unlisted) - add note. | C000 | zOther | cause (unknown / unlisted) | add note. | [6 empty] | 39
UG - Cables | Cable guard - install | Defects | A286 | Cable broken / damaged - third party impact. | B073 | Cable | broken / damaged | third party impact. | [6 empty] | 1
UG - Cables | Cable guard - install | Defects | A286 | zOther cause (unknown / unlisted) - add note. | C000 | zOther | cause (unknown / unlisted) | add note. | [6 empty] | 40
UG - Cables | Cable guard - replace | Defects | A287 | Cable guard broken / damaged - deterioration. | B353 | Cable guard | broken / damaged | deterioration. | [6 empty] | 1
UG - Cables | Cable guard - replace | Defects | A287 | Cable guard broken / damaged - third party impact. | B352 | Cable guard | broken / damaged | third party impact. | [6 empty] | 1
UG - Cables | Cable guard - replace | Defects | A287 | Cable guard damaged / missing - not securely fitted. | B838 | Cable guard | damaged / missing | not securely fitted. | [6 empty] | 1
UG - Cables | Cable guard - replace | Defects | A287 | zOther cause (unknown / unlisted) - add note. | C000 | zOther | cause (unknown / unlisted) | add note. | [6 empty] | 41
UG - Cable Joints and Terminations | Cable joint - replace | Defects | A014 | Cable joint (CONSAC transition to XLPE) deteriorated - electrical failure. | B264 | Cable joint (CONSAC transition to XLPE) | deteriorated | electrical failure. | [6 empty] | 1
UG - Cable Joints and Terminations | Cable joint - replace | Defects | A014 | Cable joint (CONSAC transition to XLPE) deteriorated - mechanical damage. | B262 | Cable joint (CONSAC transition to XLPE) | deteriorated | mechanical damage. | [6 empty] | 1
UG - Cable Joints and Terminations | Cable joint - replace | Defects | A014 | Cable joint (CONSAC transition to XLPE) deteriorated - non compliant installation. | B261 | Cable joint (CONSAC transition to XLPE) | deteriorated | non compliant installation. | [6 empty] | 1
UG - Cable Joints and Terminations | Cable joint - replace | Defects | A014 | Cable joint (CONSAC transition to XLPE) deteriorated - water ingress. | B263 | Cable joint (CONSAC transition to XLPE) | deteriorated | water ingress. | [6 empty] | 1
UG - Cable Joints and Terminations | Cable joint - replace | Defects | A014 | Cable joint (CONSAC transition to XLPE) reverse polarity - non compliant installation. | B260 | Cable joint (CONSAC transition to XLPE) | reverse polarity | non compliant installation. | [6 empty] | 1
UG - Cable Joints and Terminations | Cable joint - replace | Defects | A014 | Cable joint (CONSAC) deteriorated - electrical failure. | B189 | Cable joint (CONSAC) | deteriorated | electrical failure. | [6 empty] | 1
UG - Cable Joints and Terminations | Cable joint - replace | Defects | A014 | Cable joint (CONSAC) deteriorated - mechanical damage. | B187 | Cable joint (CONSAC) | deteriorated | mechanical damage. | [6 empty] | 1
UG - Cable Joints and Terminations | Cable joint - replace | Defects | A014 | Cable joint (CONSAC) deteriorated - non compliant installation. | B186 | Cable joint (CONSAC) | deteriorated | non compliant installation. | [6 empty] | 1
UG - Cable Joints and Terminations | Cable joint - replace | Defects | A014 | Cable joint (CONSAC) deteriorated - water ingress. | B188 | Cable joint (CONSAC) | deteriorated | water ingress. | [6 empty] | 1
UG - Cable Joints and Terminations | Cable joint - replace | Defects | A014 | Cable joint (CONSAC) reverse polarity - non compliant installation. | B185 | Cable joint (CONSAC) | reverse polarity | non compliant installation. | [6 empty] | 1
UG - Cable Joints and Terminations | Cable joint - replace | Defects | A014 | Cable joint (cold applied) deteriorated - electrical failure. | B184 | Cable joint (cold applied) | deteriorated | electrical failure. | [6 empty] | 1
UG - Cable Joints and Terminations | Cable joint - replace | Defects | A014 | Cable joint (cold applied) deteriorated - mechanical damage. | B182 | Cable joint (cold applied) | deteriorated | mechanical damage. | [6 empty] | 1
UG - Cable Joints and Terminations | Cable joint - replace | Defects | A014 | Cable joint (cold applied) deteriorated - non compliant installation. | B181 | Cable joint (cold applied) | deteriorated | non compliant installation. | [6 empty] | 1
UG - Cable Joints and Terminations | Cable joint - replace | Defects | A014 | Cable joint (cold applied) deteriorated - water ingress. | B183 | Cable joint (cold applied) | deteriorated | water ingress. | [6 empty] | 1
UG - Cable Joints and Terminations | Cable joint - replace | Defects | A014 | Cable joint (cold applied) reverse polarity - non compliant installation. | B180 | Cable joint (cold applied) | reverse polarity | non compliant installation. | [6 empty] | 1
UG - Cable Joints and Terminations | Cable joint - replace | Defects | A014 | Cable joint (heat shrink) deteriorated - electrical failure. | B194 | Cable joint (heat shrink) | deteriorated | electrical failure. | [6 empty] | 1
UG - Cable Joints and Terminations | Cable joint - replace | Defects | A014 | Cable joint (heat shrink) deteriorated - mechanical damage. | B192 | Cable joint (heat shrink) | deteriorated | mechanical damage. | [6 empty] | 1
UG - Cable Joints and Terminations | Cable joint - replace | Defects | A014 | Cable joint (heat shrink) deteriorated - non compliant installation. | B191 | Cable joint (heat shrink) | deteriorated | non compliant installation. | [6 empty] | 1
UG - Cable Joints and Terminations | Cable joint - replace | Defects | A014 | Cable joint (heat shrink) deteriorated - water ingress. | B193 | Cable joint (heat shrink) | deteriorated | water ingress. | [6 empty] | 1
UG - Cable Joints and Terminations | Cable joint - replace | Defects | A014 | Cable joint (heat shrink) reverse polarity - non compliant installation. | B190 | Cable joint (heat shrink) | reverse polarity | non compliant installation. | [6 empty] | 1
UG - Cable Joints and Terminations | Cable joint - replace | Defects | A014 | Cable joint (paper lead heat shrink) deteriorated - electrical failure. | B199 | Cable joint (paper lead heat shrink) | deteriorated | electrical failure. | [6 empty] | 1
UG - Cable Joints and Terminations | Cable joint - replace | Defects | A014 | Cable joint (paper lead heat shrink) deteriorated - mechanical damage. | B197 | Cable joint (paper lead heat shrink) | deteriorated | mechanical damage. | [6 empty] | 1
UG - Cable Joints and Terminations | Cable joint - replace | Defects | A014 | Cable joint (paper lead heat shrink) deteriorated - non compliant installation. | B196 | Cable joint (paper lead heat shrink) | deteriorated | non compliant installation. | [6 empty] | 1
UG - Cable Joints and Terminations | Cable joint - replace | Defects | A014 | Cable joint (paper lead heat shrink) deteriorated - water ingress. | B198 | Cable joint (paper lead heat shrink) | deteriorated | water ingress. | [6 empty] | 1
UG - Cable Joints and Terminations | Cable joint - replace | Defects | A014 | Cable joint (paper lead heat shrink) reverse polarity - non compliant installation. | B195 | Cable joint (paper lead heat shrink) | reverse polarity | non compliant installation. | [6 empty] | 1
UG - Cable Joints and Terminations | Cable joint - replace | Defects | A014 | Cable joint (paper lead resin filled) deteriorated - electrical failure. | B259 | Cable joint (paper lead resin filled) | deteriorated | electrical failure. | [6 empty] | 1
UG - Cable Joints and Terminations | Cable joint - replace | Defects | A014 | Cable joint (paper lead resin filled) deteriorated - mechanical damage. | B257 | Cable joint (paper lead resin filled) | deteriorated | mechanical damage. | [6 empty] | 1
UG - Cable Joints and Terminations | Cable joint - replace | Defects | A014 | Cable joint (paper lead resin filled) deteriorated - non compliant installation. | B256 | Cable joint (paper lead resin filled) | deteriorated | non compliant installation. | [6 empty] | 1
UG - Cable Joints and Terminations | Cable joint - replace | Defects | A014 | Cable joint (paper lead resin filled) deteriorated - water ingress. | B258 | Cable joint (paper lead resin filled) | deteriorated | water ingress. | [6 empty] | 1
UG - Cable Joints and Terminations | Cable joint - replace | Defects | A014 | Cable joint (paper lead resin filled) reverse polarity - non compliant installation. | B255 | Cable joint (paper lead resin filled) | reverse polarity | non compliant installation. | [6 empty] | 1
UG - Cable Joints and Terminations | Cable joint - replace | Defects | A014 | Cable joint (paper lead transition to XLPE) deteriorated - electrical failure. | B269 | Cable joint (paper lead transition to XLPE) | deteriorated | electrical failure. | [6 empty] | 1
UG - Cable Joints and Terminations | Cable joint - replace | Defects | A014 | Cable joint (paper lead transition to XLPE) deteriorated - mechanical damage. | B267 | Cable joint (paper lead transition to XLPE) | deteriorated | mechanical damage. | [6 empty] | 1
UG - Cable Joints and Terminations | Cable joint - replace | Defects | A014 | Cable joint (paper lead transition to XLPE) deteriorated - non compliant installation. | B266 | Cable joint (paper lead transition to XLPE) | deteriorated | non compliant installation. | [6 empty] | 1
UG - Cable Joints and Terminations | Cable joint - replace | Defects | A014 | Cable joint (paper lead transition to XLPE) deteriorated - water ingress. | B268 | Cable joint (paper lead transition to XLPE) | deteriorated | water ingress. | [6 empty] | 1
UG - Cable Joints and Terminations | Cable joint - replace | Defects | A014 | Cable joint (paper lead transition to XLPE) reverse polarity - non compliant installation. | B265 | Cable joint (paper lead transition to XLPE) | reverse polarity | non compliant installation. | [6 empty] | 1
UG - Cable Joints and Terminations | Cable joint - replace | Defects | A014 | Cable joint (resin filled) deteriorated - electrical failure. | B204 | Cable joint (resin filled) | deteriorated | electrical failure. | [6 empty] | 1
UG - Cable Joints and Terminations | Cable joint - replace | Defects | A014 | Cable joint (resin filled) deteriorated - mechanical damage. | B202 | Cable joint (resin filled) | deteriorated | mechanical damage. | [6 empty] | 1
UG - Cable Joints and Terminations | Cable joint - replace | Defects | A014 | Cable joint (resin filled) deteriorated - non compliant installation. | B201 | Cable joint (resin filled) | deteriorated | non compliant installation. | [6 empty] | 1
UG - Cable Joints and Terminations | Cable joint - replace | Defects | A014 | Cable joint (resin filled) deteriorated - water ingress. | B203 | Cable joint (resin filled) | deteriorated | water ingress. | [6 empty] | 1
UG - Cable Joints and Terminations | Cable joint - replace | Defects | A014 | Cable joint (resin filled) reverse polarity - non compliant installation. | B200 | Cable joint (resin filled) | reverse polarity | non compliant installation. | [6 empty] | 1
UG - Cable Joints and Terminations | Cable joint - replace | Defects | A014 | zOther cause (unknown / unlisted) - add note. | C000 | zOther | cause (unknown / unlisted) | add note. | [6 empty] | 42
UG - Cable Joints and Terminations | Cable termination - repair | Defects | A015 | Cable support broken / damaged - corrosion of bolts / mounting hardware. | C400 | Cable support | broken / damaged | corrosion of bolts / mounting hardware. | [6 empty] | 1
UG - Cable Joints and Terminations | Cable termination - repair | Defects | A015 | Cable support broken / damaged - loose mounting. | C399 | Cable support | broken / damaged | loose mounting. | [6 empty] | 1
UG - Cable Joints and Terminations | Cable termination - repair | Defects | A015 | Cable termination - cold applied broken / damaged - cable growth / shrinkage. | B696 | Cable termination (cold applied) | broken / damaged | cable growth / shrinkage. | [6 empty] | 1
UG - Cable Joints and Terminations | Cable termination - repair | Defects | A015 | Cable termination - cold applied broken / damaged - partial discharge / corona. | C469 | Cable termination (cold applied) | broken / damaged | partial discharge / corona. | [6 empty] | 1
UG - Cable Joints and Terminations | Cable termination - repair | Defects | A015 | Cable termination - heat shrink broken / damaged - cable growth / shrinkage. | B695 | Cable termination (heat shrink) | broken / damaged | cable growth / shrinkage. | [6 empty] | 1
UG - Cable Joints and Terminations | Cable termination - repair | Defects | A015 | Cable termination - heat shrink broken / damaged - partial discharge / corona. | C486 | Cable termination (heat shrink) | broken / damaged | partial discharge / corona. | [6 empty] | 1
UG - Cable Joints and Terminations | Cable termination - repair | Defects | A015 | Cable termination insulator - porcelain broken / damaged - unknown. | B638 | Cable termination insulator (porcelain) | broken / damaged | unknown. | [6 empty] | 1
UG - Cable Joints and Terminations | Cable termination - repair | Defects | A015 | zOther cause (unknown / unlisted) - add note. | C000 | zOther | cause (unknown / unlisted) | add note. | [6 empty] | 43
UG - Cable Joints and Terminations | Cable termination - replace | Defects | A016 | Cable termination (compound filled) leaking - seal degraded. | B866 | Cable termination (compound filled) | leaking | seal degraded. | [6 empty] | 1
UG - Cable Joints and Terminations | Cable termination - replace | Defects | A016 | Cable termination - cast pothead broken / damaged - deterioration. | C442 | Cable termination (HV cast pothead) | broken / damaged | deterioration. | [6 empty] | 1
UG - Cable Joints and Terminations | Cable termination - replace | Defects | A016 | Cable termination - cast pothead broken / damaged - electrical failure. | C444 | Cable termination (HV cast pothead) | broken / damaged | electrical failure. | [6 empty] | 1
UG - Cable Joints and Terminations | Cable termination - replace | Defects | A016 | Cable termination - cast pothead broken / damaged - lightning. | C440 | Cable termination (HV cast pothead) | broken / damaged | lightning. | [6 empty] | 1
UG - Cable Joints and Terminations | Cable termination - replace | Defects | A016 | Cable termination - cast pothead broken / damaged - third party impact. | C441 | Cable termination (HV cast pothead) | broken / damaged | third party impact. | [6 empty] | 1
UG - Cable Joints and Terminations | Cable termination - replace | Defects | A016 | Cable termination - cast pothead broken / damaged - vermin / wildlife. | C443 | Cable termination (HV cast pothead) | broken / damaged | vermin / wildlife. | [6 empty] | 1
UG - Cable Joints and Terminations | Cable termination - replace | Defects | A016 | Cable termination - cast pothead end of life - programmed replacement. | C445 | Cable termination (HV cast pothead) | end of life | programmed replacement. | [6 empty] | 1
UG - Cable Joints and Terminations | Cable termination - replace | Defects | A016 | Cable termination - cold applied broken / damaged - cable growth / shrinkage. | B696 | Cable termination (cold applied) | broken / damaged | cable growth / shrinkage. | [6 empty] | 2
UG - Cable Joints and Terminations | Cable termination - replace | Defects | A016 | Cable termination - cold applied broken / damaged - flashover / fault current. | C465 | Cable termination (cold applied) | broken / damaged | flashover / fault current. | [6 empty] | 1
UG - Cable Joints and Terminations | Cable termination - replace | Defects | A016 | Cable termination - cold applied broken / damaged - non compliant installation. | C463 | Cable termination (cold applied) | broken / damaged | non compliant installation. | [6 empty] | 1
UG - Cable Joints and Terminations | Cable termination - replace | Defects | A016 | Cable termination - cold applied broken / damaged - overheated. | C464 | Cable termination (cold applied) | broken / damaged | overheated. | [6 empty] | 1
UG - Cable Joints and Terminations | Cable termination - replace | Defects | A016 | Cable termination - cold applied broken / damaged - partial discharge / corona. | C469 | Cable termination (cold applied) | broken / damaged | partial discharge / corona. | [6 empty] | 2
UG - Cable Joints and Terminations | Cable termination - replace | Defects | A016 | Cable termination - cold applied broken / damaged - vegetation. | C466 | Cable termination (cold applied) | broken / damaged | vegetation. | [6 empty] | 1
UG - Cable Joints and Terminations | Cable termination - replace | Defects | A016 | Cable termination - cold applied broken / damaged - vermin. | C467 | Cable termination (cold applied) | broken / damaged | vermin. | [6 empty] | 1
UG - Cable Joints and Terminations | Cable termination - replace | Defects | A016 | Cable termination - cold applied broken / damaged - water ingress. | C468 | Cable termination (cold applied) | broken / damaged | water ingress. | [6 empty] | 1
UG - Cable Joints and Terminations | Cable termination - replace | Defects | A016 | Cable termination - cold applied earth screen breakdown - flashover / fault current. | C474 | Cable termination (cold applied) | earth screen breakdown | flashover / fault current. | [6 empty] | 1
UG - Cable Joints and Terminations | Cable termination - replace | Defects | A016 | Cable termination - cold applied earth screen breakdown - non compliant installation. | C472 | Cable termination (cold applied) | earth screen breakdown | non compliant installation. | [6 empty] | 1
UG - Cable Joints and Terminations | Cable termination - replace | Defects | A016 | Cable termination - cold applied earth screen breakdown - overheating. | C473 | Cable termination (cold applied) | earth screen breakdown | overheated. | [6 empty] | 1
UG - Cable Joints and Terminations | Cable termination - replace | Defects | A016 | Cable termination - cold applied earth screen breakdown - water ingress. | C475 | Cable termination (cold applied) | earth screen breakdown | water ingress. | [6 empty] | 1
UG - Cable Joints and Terminations | Cable termination - replace | Defects | A016 | Cable termination - cold applied floating neutral - non compliant installation. | C476 | Cable termination (cold applied) | floating neutral | non compliant installation. | [6 empty] | 1
UG - Cable Joints and Terminations | Cable termination - replace | Defects | A016 | Cable termination - cold applied floating neutral - overheating. | C477 | Cable termination (cold applied) | floating neutral | overheated. | [6 empty] | 1
UG - Cable Joints and Terminations | Cable termination - replace | Defects | A016 | Cable termination - cold applied floating neutral - vermin. | C478 | Cable termination (cold applied) | floating neutral | vermin. | [6 empty] | 1
UG - Cable Joints and Terminations | Cable termination - replace | Defects | A016 | Cable termination - cold applied floating neutral - water ingress. | C479 | Cable termination (cold applied) | floating neutral | water ingress. | [6 empty] | 1
UG - Cable Joints and Terminations | Cable termination - replace | Defects | A016 | Cable termination - cold applied tracking - insulation degradation. | C470 | Cable termination (cold applied) | tracking | insulation degradation. | [6 empty] | 1
UG - Cable Joints and Terminations | Cable termination - replace | Defects | A016 | Cable termination - cold applied tracking - pollution. | C471 | Cable termination (cold applied) | tracking | pollution. | [6 empty] | 1
UG - Cable Joints and Terminations | Cable termination - replace | Defects | A016 | Cable termination - compound filled broken / damaged - insulation degradation. | C533 | Cable termination (compound filled) | broken / damaged | insulation degradation. | [6 empty] | 1
UG - Cable Joints and Terminations | Cable termination - replace | Defects | A016 | Cable termination - compound filled broken / damaged - non compliant installation. | C532 | Cable termination (compound filled) | broken / damaged | non compliant installation. | [6 empty] | 1
UG - Cable Joints and Terminations | Cable termination - replace | Defects | A016 | Cable termination - compound filled broken / damaged - overheated. | C534 | Cable termination (compound filled) | broken / damaged | overheated. | [6 empty] | 1
UG - Cable Joints and Terminations | Cable termination - replace | Defects | A016 | Cable termination - compound filled broken / damaged - tracking. | C535 | Cable termination (compound filled) | broken / damaged | tracking. | [6 empty] | 1
UG - Cable Joints and Terminations | Cable termination - replace | Defects | A016 | Cable termination - compound filled broken / damaged - vegetation. | C536 | Cable termination (compound filled) | broken / damaged | vegetation. | [6 empty] | 1
UG - Cable Joints and Terminations | Cable termination - replace | Defects | A016 | Cable termination - compound filled broken / damaged - vermin. | C537 | Cable termination (compound filled) | broken / damaged | vermin. | [6 empty] | 1
UG - Cable Joints and Terminations | Cable termination - replace | Defects | A016 | Cable termination - compound filled broken / damaged - water ingress. | C538 | Cable termination (compound filled) | broken / damaged | water ingress. | [6 empty] | 1
UG - Cable Joints and Terminations | Cable termination - replace | Defects | A016 | Cable termination - compound filled earth screen breakdown - flashover / fault current. | C541 | Cable termination (compound filled) | earth screen breakdown | flashover / fault current. | [6 empty] | 1
UG - Cable Joints and Terminations | Cable termination - replace | Defects | A016 | Cable termination - compound filled earth screen breakdown - non compliant installation. | C539 | Cable termination (compound filled) | earth screen breakdown | non compliant installation. | [6 empty] | 1
UG - Cable Joints and Terminations | Cable termination - replace | Defects | A016 | Cable termination - compound filled earth screen breakdown - overheating. | C540 | Cable termination (compound filled) | earth screen breakdown | overheated. | [6 empty] | 1
UG - Cable Joints and Terminations | Cable termination - replace | Defects | A016 | Cable termination - compound filled earth screen breakdown - water ingress. | C542 | Cable termination (compound filled) | earth screen breakdown | water ingress. | [6 empty] | 1
UG - Cable Joints and Terminations | Cable termination - replace | Defects | A016 | Cable termination - compound filled floating neutral - flashover / fault current. | C545 | Cable termination (compound filled) | floating neutral | flashover / fault current. | [6 empty] | 1
UG - Cable Joints and Terminations | Cable termination - replace | Defects | A016 | Cable termination - compound filled floating neutral - non compliant installation. | C543 | Cable termination (compound filled) | floating neutral | non compliant installation. | [6 empty] | 1
UG - Cable Joints and Terminations | Cable termination - replace | Defects | A016 | Cable termination - compound filled floating neutral - overheating. | C544 | Cable termination (compound filled) | floating neutral | overheated. | [6 empty] | 1
UG - Cable Joints and Terminations | Cable termination - replace | Defects | A016 | Cable termination - compound filled floating neutral - vermin. | C546 | Cable termination (compound filled) | floating neutral | vermin. | [6 empty] | 1
UG - Cable Joints and Terminations | Cable termination - replace | Defects | A016 | Cable termination - compound filled floating neutral - water ingress. | C547 | Cable termination (compound filled) | floating neutral | water ingress. | [6 empty] | 1
UG - Cable Joints and Terminations | Cable termination - replace | Defects | A016 | Cable termination - heat shrink broken / damaged - cable growth / shrinkage. | B695 | Cable termination (heat shrink) | broken / damaged | cable growth / shrinkage. | [6 empty] | 2
UG - Cable Joints and Terminations | Cable termination - replace | Defects | A016 | Cable termination - heat shrink broken / damaged - flashover / fault current. | C482 | Cable termination (heat shrink) | broken / damaged | flashover / fault current. | [6 empty] | 1
UG - Cable Joints and Terminations | Cable termination - replace | Defects | A016 | Cable termination - heat shrink broken / damaged - non compliant installation. | C480 | Cable termination (heat shrink) | broken / damaged | non compliant installation. | [6 empty] | 1
UG - Cable Joints and Terminations | Cable termination - replace | Defects | A016 | Cable termination - heat shrink broken / damaged - overheated. | C481 | Cable termination (heat shrink) | broken / damaged | overheated. | [6 empty] | 1
UG - Cable Joints and Terminations | Cable termination - replace | Defects | A016 | Cable termination - heat shrink broken / damaged - partial discharge / corona. | C486 | Cable termination (heat shrink) | broken / damaged | partial discharge / corona. | [6 empty] | 2
UG - Cable Joints and Terminations | Cable termination - replace | Defects | A016 | Cable termination - heat shrink broken / damaged - vegetation. | C483 | Cable termination (heat shrink) | broken / damaged | vegetation. | [6 empty] | 1
UG - Cable Joints and Terminations | Cable termination - replace | Defects | A016 | Cable termination - heat shrink broken / damaged - vermin. | C484 | Cable termination (heat shrink) | broken / damaged | vermin. | [6 empty] | 1
UG - Cable Joints and Terminations | Cable termination - replace | Defects | A016 | Cable termination - heat shrink broken / damaged - water ingress. | C485 | Cable termination (heat shrink) | broken / damaged | water ingress. | [6 empty] | 1
UG - Cable Joints and Terminations | Cable termination - replace | Defects | A016 | Cable termination - heat shrink earth screen breakdown - flashover / fault current. | C491 | Cable termination (heat shrink) | earth screen breakdown | flashover / fault current. | [6 empty] | 1
UG - Cable Joints and Terminations | Cable termination - replace | Defects | A016 | Cable termination - heat shrink earth screen breakdown - non compliant installation. | C489 | Cable termination (heat shrink) | earth screen breakdown | non compliant installation. | [6 empty] | 1
UG - Cable Joints and Terminations | Cable termination - replace | Defects | A016 | Cable termination - heat shrink earth screen breakdown - overheating. | C490 | Cable termination (heat shrink) | earth screen breakdown | overheated. | [6 empty] | 1
UG - Cable Joints and Terminations | Cable termination - replace | Defects | A016 | Cable termination - heat shrink earth screen breakdown - water ingress. | C492 | Cable termination (heat shrink) | earth screen breakdown | water ingress. | [6 empty] | 1
UG - Cable Joints and Terminations | Cable termination - replace | Defects | A016 | Cable termination - heat shrink floating neutral - non compliant installation. | C493 | Cable termination (heat shrink) | floating neutral | non compliant installation. | [6 empty] | 1
UG - Cable Joints and Terminations | Cable termination - replace | Defects | A016 | Cable termination - heat shrink floating neutral - overheating. | C494 | Cable termination (heat shrink) | floating neutral | overheated. | [6 empty] | 1
UG - Cable Joints and Terminations | Cable termination - replace | Defects | A016 | Cable termination - heat shrink floating neutral - vermin. | C495 | Cable termination (heat shrink) | floating neutral | vermin. | [6 empty] | 1
UG - Cable Joints and Terminations | Cable termination - replace | Defects | A016 | Cable termination - heat shrink floating neutral - water ingress. | C496 | Cable termination (heat shrink) | floating neutral | water ingress. | [6 empty] | 1
UG - Cable Joints and Terminations | Cable termination - replace | Defects | A016 | Cable termination - heat shrink tracking - insulation degradation. | C487 | Cable termination (heat shrink) | tracking | insulation degradation. | [6 empty] | 1
UG - Cable Joints and Terminations | Cable termination - replace | Defects | A016 | Cable termination - heat shrink tracking - pollution. | C488 | Cable termination (heat shrink) | tracking | pollution. | [6 empty] | 1
UG - Cable Joints and Terminations | Cable termination - replace | Defects | A016 | Cable termination insulator - porcelain broken / damaged - corrosion of bolts / mounting hardware. | C599 | Cable termination insulator (porcelain) | broken / damaged | corrosion of bolts / mounting hardware. | [6 empty] | 1
UG - Cable Joints and Terminations | Cable termination - replace | Defects | A016 | Cable termination insulator - porcelain broken / damaged - lightning. | C593 | Cable termination insulator (porcelain) | broken / damaged | lightning. | [6 empty] | 1
UG - Cable Joints and Terminations | Cable termination - replace | Defects | A016 | Cable termination insulator - porcelain broken / damaged - mechanical overload. | C594 | Cable termination insulator (porcelain) | broken / damaged | mechanical overload. | [6 empty] | 1
UG - Cable Joints and Terminations | Cable termination - replace | Defects | A016 | Cable termination insulator - porcelain broken / damaged - vandalism. | C595 | Cable termination insulator (porcelain) | broken / damaged | vandalism. | [6 empty] | 1
UG - Cable Joints and Terminations | Cable termination - replace | Defects | A016 | Cable termination insulator - porcelain broken / damaged - vegetation fallen from within corridor. | C596 | Cable termination insulator (porcelain) | broken / damaged | vegetation fallen from within corridor. | [6 empty] | 1
UG - Cable Joints and Terminations | Cable termination - replace | Defects | A016 | Cable termination insulator - porcelain broken / damaged - wildlife. | C597 | Cable termination insulator (porcelain) | broken / damaged | wildlife. | [6 empty] | 1
UG - Cable Joints and Terminations | Cable termination - replace | Defects | A016 | Cable termination insulator - porcelain broken / damaged - wind / storm debris (non veg). | C598 | Cable termination insulator (porcelain) | broken / damaged | wind / storm debris (non veg). | [6 empty] | 1
UG - Cable Joints and Terminations | Cable termination - replace | Defects | A016 | Cable termination insulator - porcelain tracking - surface contamination. | C600 | Cable termination insulator (porcelain) | tracking | surface contamination. | [6 empty] | 1
UG - Cable Joints and Terminations | Cable termination - replace | Defects | A016 | Cable termination insulator - soft polymer broken / damaged - lightning. | C658 | Cable termination insulator (soft polymer) | broken / damaged | lightning. | [6 empty] | 1
UG - Cable Joints and Terminations | Cable termination - replace | Defects | A016 | Cable termination insulator - soft polymer broken / damaged - mechanical overload. | C659 | Cable termination insulator (soft polymer) | broken / damaged | mechanical overload. | [6 empty] | 1
UG - Cable Joints and Terminations | Cable termination - replace | Defects | A016 | Cable termination insulator - soft polymer broken / damaged - vandalism. | C660 | Cable termination insulator (soft polymer) | broken / damaged | vandalism. | [6 empty] | 1
UG - Cable Joints and Terminations | Cable termination - replace | Defects | A016 | Cable termination insulator - soft polymer broken / damaged - vegetation fallen from within corridor. | C661 | Cable termination insulator (soft polymer) | broken / damaged | vegetation fallen from within corridor. | [6 empty] | 1
UG - Cable Joints and Terminations | Cable termination - replace | Defects | A016 | Cable termination insulator - soft polymer broken / damaged - wildlife. | C662 | Cable termination insulator (soft polymer) | broken / damaged | wildlife. | [6 empty] | 1
UG - Cable Joints and Terminations | Cable termination - replace | Defects | A016 | Cable termination insulator - soft polymer broken / damaged - wind / storm debris (non veg). | C663 | Cable termination insulator (soft polymer) | broken / damaged | wind / storm debris (non veg). | [6 empty] | 1
UG - Cable Joints and Terminations | Cable termination - replace | Defects | A016 | Cable termination insulator - soft polymer tracking - surface contamination. | C664 | Cable termination insulator (soft polymer) | tracking | surface contamination. | [6 empty] | 1
UG - Cable Joints and Terminations | Cable termination - replace | Defects | A016 | zOther cause (unknown / unlisted) - add note. | C000 | zOther | cause (unknown / unlisted) | add note. | [6 empty] | 44
GE - Communications | Comms (ADSS) - repair | Defects | A020 | Comms conduit broken / damaged - mower guard missing. | B239 | Comms conduit | broken / damaged | mower guard missing. | [6 empty] | 1
GE - Communications | Comms (ADSS) - repair | Defects | A020 | Non conductive fibre cable insufficient clearance - new or changed vehicle access. | B227 | Non conductive fibre cable | insufficient clearance | new or changed vehicle access. | [6 empty] | 1
GE - Communications | Comms (ADSS) - repair | Defects | A020 | Non conductive fibre cable insufficient clearance - non compliant installation. | B225 | Non conductive fibre cable | insufficient clearance | non compliant installation. | [6 empty] | 1
GE - Communications | Comms (ADSS) - repair | Defects | A020 | Non conductive fibre cable insufficient clearance - vehicle impact. | B226 | Non conductive fibre cable | insufficient clearance | vehicle impact. | [6 empty] | 1
GE - Communications | Comms (ADSS) - repair | Defects | A020 | Non conductive fibre cable support deteriorated - corrosion of bolts / mounting hardware. | B237 | Non conductive fibre cable support | deteriorated | corrosion of bolts / mounting hardware. | [6 empty] | 1
GE - Communications | Comms (ADSS) - repair | Defects | A020 | Non conductive fibre cable support deteriorated - timber degradation / loose hardware. | B238 | Non conductive fibre cable support | deteriorated | timber degradation / loose hardware. | [6 empty] | 1
GE - Communications | Comms (ADSS) - repair | Defects | A020 | zOther cause (unknown / unlisted) - add note. | C000 | zOther | cause (unknown / unlisted) | add note. | [6 empty] | 45
GE - Communications | Comms cable - investigation reqd | Defects | A001 | Non conductive fibre cable investigation required - add note. | C001 | Non conductive fibre cable | investigation required | add note. | [6 empty] | 1
GE - Communications | Comms cable - investigation reqd | Defects | A001 | Non conductive fibre cable investigation required - unknown owner. | C002 | Non conductive fibre cable | investigation required | unknown owner. | [6 empty] | 1
GE - Communications | Comms cable - investigation reqd | Defects | A001 | zOther cause (unknown / unlisted) - add note. | C000 | zOther | cause (unknown / unlisted) | add note. | [6 empty] | 46
OH - Conductors | Conductor - design assessment reqd | Defects | A024 | zOther cause (unknown / unlisted) - add note. | C000 | zOther | cause (unknown / unlisted) | add note. | OH Conductors | [Conductor] | {unknown} | (any reason) |  |  | 47
OH - Conductors | Conductor - design assessment reqd | Defects | A024 | Conductor temporary markers damaged / degraded - consider permanent marker. | B786 | Conductor temporary markers | damaged / degraded | consider permanent marker. | OH Conductors | [Fitting - Indication] | {damaged} | (any reason) |  |  | 1
OH - Conductors | Conductor - design assessment reqd | Defects | A024 | Conductor temporary markers not compliant - consider permanent marker. | B785 | Conductor temporary markers | not compliant | consider permanent marker. | OH Conductors | [Fitting - Indication] | {damaged} | (any reason) |  |  | 1
OH - Conductors | Conductor - design assessment reqd | Defects | A024 | Conductor (covered LV) insufficient clearance - conductor creep / structure movement. | B043 | Conductor (covered LV) | insufficient clearance | conductor creep / structure movement. | [6 empty] | 3
OH - Conductors | Conductor - design assessment reqd | Defects | A024 | Conductor (bare LV) insufficient clearance - investigation reqd. | B054 | Conductor (bare LV) | insufficient clearance | investigation reqd. | OH Conductors | [Conductor] | {out of spec} | (any reason) |  |  | 1
OH - Conductors | Conductor - design assessment reqd | Defects | A024 | Conductor (HV) insufficient clearance - investigation reqd. | B040 | Conductor (HV) | insufficient clearance | investigation reqd. | OH Conductors | [Conductor] | {out of spec} | (any reason) |  |  | 1
OH - Conductors | Conductor - design assessment reqd | Defects | A024 | Conductor (bare LV) insufficient clearance - non compliant construction. | B048 | Conductor (bare LV) | insufficient clearance | non compliant construction. | OH Conductors | [Conductor] | {out of spec} | (any reason) |  |  | 2
OH - Conductors | Conductor - design assessment reqd | Defects | A024 | Conductor (HV) insufficient clearance - non compliant construction. | B034 | Conductor (HV) | insufficient clearance | non compliant construction. | OH Conductors | [Conductor] | {out of spec} | (any reason) |  |  | 2
OH - Conductors | Conductor - design assessment reqd | Defects | A024 | Conductor encroaches property boundary - subdivision or previous design standards. | C906 | Conductor | encroaches property boundary | subdivision or previous design standards. | OH Conductors | [Conductor] | {out of spec} | (any reason) |  |  | 1
OH - Conductors | Conductor - design assessment reqd | Defects | A024 | Catenary insufficient clearance - unauthorised construction. | C704 | Catenary | insufficient clearance | unauthorised construction. | OH Conductors | [Conductor] | {out of spec} | (any reason) |  |  | 1
OH - Conductors | Conductor - design assessment reqd | Defects | A024 | Conductor (covered LV) insufficient clearance - investigation reqd. | B047 | Conductor (covered LV) | insufficient clearance | investigation reqd. | [6 empty] | 1
OH - Conductors | Conductor - design assessment reqd | Defects | A024 | Conductor (covered LV) insufficient clearance - non compliant construction. | B041 | Conductor (covered LV) | insufficient clearance | non compliant construction. | [6 empty] | 2
OH - Conductors | Conductor - design assessment reqd | Defects | A024 | Conductor (covered LV) insufficient clearance - unauthorised construction. | B042 | Conductor (covered LV) | insufficient clearance | unauthorised construction. | [6 empty] | 4
OH - Conductors | Conductor - design assessment reqd | Defects | A024 | Conductor (bare LV) insufficient clearance - unauthorised construction. | B049 | Conductor (bare LV) | insufficient clearance | unauthorised construction. | OH Conductors | [Conductor] | {out of spec} | (any reason) |  |  | 4
OH - Conductors | Conductor - design assessment reqd | Defects | A024 | Conductor (HV) insufficient clearance - unauthorised construction. | B035 | Conductor (HV) | insufficient clearance | unauthorised construction. | OH Conductors | [Conductor] | {out of spec} | (any reason) |  |  | 4
Conductors | Conductor - Design/Survey Required | Defects | CDSR | Bird Interference |  |  |  |  | OH Conductors | [Conductor] | {broken} | (wildlife) |  |  | 1
Conductors | Conductor - Design/Survey Required | Defects | CDSR | HV Insufficent Ground Clearance |  |  |  |  | OH Conductors | [Conductor] | {out of spec} | (any reason) |  |  | 4
Conductors | Conductor - Design/Survey Required | Defects | CDSR | Insufficient Phase Clearance |  |  |  |  | OH Conductors | [Conductor] | {out of spec} | (any reason) |  |  | 2
OH - Conductors | Conductor bridging - replace | Defects | A039 | Conductor (SDI) bridging deteriorated - corrosion. | B209 | Conductor (SDI) | bridging deteriorated | corrosion. | [6 empty] | 1
OH - Conductors | Conductor bridging - replace | Defects | A039 | Conductor (SDI) bridging deteriorated - fatigue. | B210 | Conductor (SDI) | bridging deteriorated | fatigue. | [6 empty] | 1
Conductors | Conductor - Design/Survey Required | Defects | CDSR | LV Insufficent Ground Clearance |  |  |  |  | OH Conductors | [Conductor] | {out of spec} | (any reason) |  |  | 4
Conductors | Conductor - Design/Survey Required | Defects | CDSR | Structure Encroachment |  |  |  |  | OH Conductors | [Conductor] | {out of spec} | (any reason) |  |  | 1
OH - Conductors | Conductor - install | Construction | A025 | zOther cause (unknown / unlisted) - add note. | C000 | zOther | cause (unknown / unlisted) | add note. | OH Conductors | [Conductor] | {unknown} | (any reason) |  |  | 48
OH - Conductors | Conductor - install | Construction | A025 | Conductor installation reqd - new connection. | C900 | Conductor | installation reqd | new connection. | OH Conductors | [Conductor] | {out of spec} | (any reason) |  |  | 1
OH - Conductors | Conductor - install | Construction | A025 | Conductor installation reqd - security of supply. | C901 | Conductor | installation reqd | security of supply. | OH Conductors | [Conductor] | {out of spec} | (any reason) |  |  | 1
Conductors | Conductor - Install Bird Diverters | Defects | CBDI | Bird Interference |  |  |  |  | OH Conductors | [Conductor] | {broken} | (wildlife) |  |  | 2
Conductors | Conductor - Install Bridging Pin | Defects | CBPI | Insufficient Phase Clearance |  |  |  |  | OH Conductors | [Conductor] | {out of spec} | (any reason) |  |  | 3
Conductors | Conductor - Install Covered Dropper | Defects | CCDI | Insufficient Phase Clearance |  |  |  |  | OH Conductors | [Conductor] | {out of spec} | (any reason) |  |  | 4
Conductors | Conductor - Install Live Line Loop | Defects | CLLL | Live Line Loop Required |  |  |  |  | OH Conductors | [Conductor] | {out of spec} | (any reason) |  |  | 1
OH - Conductors | Conductor - repair | Defects | A030 | Conductor (facade mounted LV) unsupported - broken / damaged mounting hardware. | C894 | Conductor (facade mounted LV) | unsupported | broken / damaged mounting hardware. | [6 empty] | 1 |  |  | Related - PTE
OH - Conductors | Conductor - replace | Defects | A031 | Conductor (facade mounted LV) unsupported - broken / damaged mounting hardware. | C894 | Conductor (facade mounted LV) | unsupported | broken / damaged mounting hardware. | [6 empty] | 2 |  |  | Related - PTE
Conductors | Conductor - Install LV Spreader | Defects | CLSI | Insufficient Phase Clearance |  |  |  |  | OH Conductors | [Conductor] | {out of spec} | (any reason) |  |  | 5
Conductors | Conductor - Install Sleeves | Defects | CSIL | Insulation Damage |  |  |  |  | OH Conductors | [Conductor] | {broken} | (unknown) |  |  | 1
Conductors | Conductor - Install Splice | Defects | CSIS | Broken Strand |  |  |  |  | OH Conductors | [Conductor] | {broken} | (unknown) |  |  | 1
Conductors | Conductor - Install Vibration Dampers | Defects | CVDI | Damaged Conductors |  |  |  |  | OH Conductors | [Conductor] | {broken} | (unknown) |  |  | 1
Conductors | Conductor - Low Span Investigation | Defects | CLSP | HV Insufficent Ground Clearance |  |  |  |  | OH Conductors | [Conductor] | {out of spec} | (any reason) |  |  | 5
Conductors | Conductor - Low Span Investigation | Defects | CLSP | LV Insufficent Ground Clearance |  |  |  |  | OH Conductors | [Conductor] | {out of spec} | (any reason) |  |  | 5
Conductors | Conductor - Maintenance Required | Defects | CCMR | Other - Add Note |  |  |  |  | OH Conductors | [Conductor] | {unknown} | (any reason) |  |  | 30
OH - Conductors | Conductor - design assessment reqd | Defects | A024 | Conductor (bare LV) insufficient clearance - conductor creep / structure movement. | B050 | Conductor (bare LV) | insufficient clearance | conductor creep / structure movement. | [6 empty] | 3 |  |  | Related - PTE
OH - Conductors | Conductor - retension | Defects | A026 | Conductor (bare LV) insufficient clearance - conductor creep / structure movement. | B050 | Conductor (bare LV) | insufficient clearance | conductor creep / structure movement. | [6 empty] | 4 |  |  | Related - PTE
OH - Conductors | Conductor - design assessment reqd | Defects | A024 | Conductor (HV) insufficient clearance - conductor creep / structure movement. | B036 | Conductor (HV) | insufficient clearance | conductor creep / structure movement. | [6 empty] | 3 |  |  | Related - PTE
OH - Conductors | Conductor - retension | Defects | A026 | Conductor (HV) insufficient clearance - conductor creep / structure movement. | B036 | Conductor (HV) | insufficient clearance | conductor creep / structure movement. | [6 empty] | 4 |  |  | Related - PTE
Conductors | Conductor - Mid Span Service / Spreader - Repair | Defects | CMSS | Missing/Loose Connectors or Clips |  |  |  |  | OH Conductors | [Fitting - Inline] | {loose} | (any reason) |  |  | 1
Conductors | Conductor - Programmed Spreaders Fire Prone Areas | Defects | CLSF | Networks Capital Project |  |  |  |  | OH Conductors | [Conductor] | {out of spec} | (any reason) |  |  | 2
OH - Conductors | Conductor - relocate | Construction | A027 | zOther cause (unknown / unlisted) - add note. | C000 | zOther | cause (unknown / unlisted) | add note. | OH Conductors | [Conductor] | {unknown} | (any reason) |  |  | 49
OH - Conductors | Conductor - relocate | Construction | A027 | Conductor relocation reqd - recoverable works. | C905 | Conductor | relocation reqd | recoverable works. | OH Conductors | [Conductor] | {out of spec} | (any reason) |  |  | 1
Conductors | Conductor - Remake Bridging | Defects | CBRK | Damaged Conductors |  |  |  |  | OH Conductors | [Conductor] | {broken} | (unknown) |  |  | 2
OH - Conductors | Conductor - remove | Construction | A028 | zOther cause (unknown / unlisted) - add note. | C000 | zOther | cause (unknown / unlisted) | add note. | OH Conductors | [Conductor] | {unknown} | (any reason) |  |  | 50
OH - Conductors | Conductor - remove | Construction | A028 | Conductor redundant - no longer reqd. | C897 | Conductor | redundant | no longer reqd. | OH Conductors | [Conductor] | {out of spec} | (any reason) |  |  | 1
Conductors | Conductor - Remove Foreign Object | Defects | CFOR | Foreign Object on Line |  |  |  |  | OH Conductors | [Conductor] | {damaged} | (foreign object) |  |  | 1
OH - Conductors | Conductor - remove foreign objects | Defects | A029 | zOther cause (unknown / unlisted) - add note. | C000 | zOther | cause (unknown / unlisted) | add note. | OH Conductors | [Conductor] | {unknown} | (any reason) |  |  | 51
OH - Conductors | Conductor - remove foreign objects | Defects | A029 | Conductor foreign objects attached - weather / vandalism etc. | C907 | Conductor | foreign objects attached | weather / fauna / vandalism etc. | OH Conductors | [Conductor] | {damaged} | (foreign object) |  |  | 1
OH - Conductors | Conductor - repair | Defects | A030 | zOther cause (unknown / unlisted) - add note. | C000 | zOther | cause (unknown / unlisted) | add note. | OH Conductors | [Conductor] | {unknown} | (any reason) |  |  | 52
OH - Conductors | Conductor - repair | Defects | A030 | Conductor (AAC or AAAC) broken / damaged - aircraft impact. | C730 | Conductor (AAC/AAAC) | broken / damaged | aircraft impact. | OH Conductors | [Conductor] | {broken} | (impact) |  |  | 1
OH - Conductors | Conductor - repair | Defects | A030 | Conductor (ACSR) broken / damaged - aircraft impact. | C789 | Conductor (ACSR) | broken / damaged | aircraft impact. | OH Conductors | [Conductor] | {broken} | (impact) |  |  | 1
OH - Conductors | Conductor - repair | Defects | A030 | Conductor (AAC or AAAC) broken / damaged - clashing conductors. | C731 | Conductor (AAC/AAAC) | broken / damaged | clashing conductors. | OH Conductors | [Conductor] | {broken} | (clashing) |  |  | 1
OH - Conductors | Conductor - repair | Defects | A030 | Conductor (ACSR) broken / damaged - clashing conductors. | C790 | Conductor (ACSR) | broken / damaged | clashing conductors. | OH Conductors | [Conductor] | {broken} | (clashing) |  |  | 1
OH - Conductors | Conductor - repair | Defects | A030 | Conductor (AAC or AAAC) deadend corroded / overheated - corrosion / deterioration. | C752 | Conductor (AAC/AAAC) | deadend corroded / overheated | corrosion / deterioration. | OH Conductors | [Fitting - Inline] | {broken} | (any reason) |  |  | 1
OH - Conductors | Conductor - repair | Defects | A030 | Conductor (ACSR) deadend corroded / overheated - corrosion / deterioration. | C810 | Conductor (ACSR) | deadend corroded / overheated | corrosion / deterioration. | OH Conductors | [Fitting - Inline] | {broken} | (any reason) |  |  | 1
OH - Conductors | Conductor - repair | Defects | A030 | Conductor (SCGZ or SCAC) deadend corroded / overheated - corrosion / deterioration. | C838 | Conductor (SCGZ/SCAC) | deadend corroded / overheated | corrosion / deterioration. | OH Conductors | [Fitting - Inline] | {broken} | (any reason) |  |  | 1
OH - Conductors | Conductor - repair | Defects | A030 | Catenary broken / damaged - corrosion. | C700 | Catenary | broken / damaged | corrosion. | OH Conductors | [Conductor] | {broken} | (corrosion) |  |  | 1
OH - Conductors | Conductor - repair | Defects | A030 | Conductor (AAC or AAAC) broken / damaged - corrosion. | C732 | Conductor (AAC/AAAC) | broken / damaged | corrosion. | OH Conductors | [Conductor] | {broken} | (corrosion) |  |  | 1
OH - Conductors | Conductor - repair | Defects | A030 | Conductor (ACSR) broken / damaged - corrosion. | C791 | Conductor (ACSR) | broken / damaged | corrosion. | OH Conductors | [Conductor] | {broken} | (corrosion) |  |  | 1
OH - Conductors | Conductor - repair | Defects | A030 | Conductor (AAC or AAAC) compression sleeve overheated/broken - corrosion. | C743 | Conductor (AAC/AAAC) | compression sleeve overheated/broken | corrosion. | OH Conductors | [Fitting - Inline] | {broken} | (any reason) |  |  | 1
OH - Conductors | Conductor - repair | Defects | A030 | Conductor (ACSR) compression sleeve overheated/broken - corrosion. | C802 | Conductor (ACSR) | compression sleeve overheated/broken | corrosion. | OH Conductors | [Fitting - Inline] | {broken} | (any reason) |  |  | 1
OH - Conductors | Conductor - repair | Defects | A030 | Conductor (AAC or AAAC) splice overheated / broken - corrosion. | C739 | Conductor (AAC/AAAC) | splice overheated / broken | corrosion. | OH Conductors | [Fitting - Inline] | {damaged} | (any reason) |  |  | 1
OH - Conductors | Conductor - repair | Defects | A030 | Conductor (ACSR) splice overheated / broken - corrosion. | C798 | Conductor (ACSR) | splice overheated / broken | corrosion. | OH Conductors | [Fitting - Inline] | {damaged} | (any reason) |  |  | 1
OH - Conductors | Conductor - repair | Defects | A030 | Conductor (HDCu) splice overheated / broken - corrosion. | C771 | Conductor (HDCu) | splice overheated / broken | corrosion. | OH Conductors | [Fitting - Inline] | {damaged} | (any reason) |  |  | 1
OH - Conductors | Conductor - repair | Defects | A030 | Conductor (SCGZ or SCAC) splice overheated / broken - corrosion. | C828 | Conductor (SCGZ/SCAC) | splice overheated / broken | corrosion. | OH Conductors | [Fitting - Inline] | {damaged} | (any reason) |  |  | 1
OH - Conductors | Conductor - repair | Defects | A030 | Conductor (ACSR) broken / damaged - fatigue. | C794 | Conductor (ACSR) | broken / damaged | fatigue. | OH Conductors | [Conductor] | {broken} | (fatigue) |  |  | 1
OH - Conductors | Conductor - repair | Defects | A030 | Conductor (AAC or AAAC) broken / damaged - lightning. | C725 | Conductor (AAC/AAAC) | broken / damaged | lightning. | OH Conductors | [Conductor] | {broken} | (lightning strike) |  |  | 1
OH - Conductors | Conductor - repair | Defects | A030 | Conductor (ACSR) broken / damaged - lightning. | C784 | Conductor (ACSR) | broken / damaged | lightning. | OH Conductors | [Conductor] | {broken} | (lightning strike) |  |  | 1
OH - Conductors | Conductor - repair | Defects | A030 | Conductor (AAC or AAAC) compression sleeve overheated/broken - non compliant installation. | C742 | Conductor (AAC/AAAC) | compression sleeve overheated/broken | non compliant installation. | OH Conductors | [Fitting - Inline] | {broken} | (installation error) |  |  | 1
OH - Conductors | Conductor - repair | Defects | A030 | Conductor (ACSR) compression sleeve overheated/broken - non compliant installation. | C801 | Conductor (ACSR) | compression sleeve overheated/broken | non compliant installation. | OH Conductors | [Fitting - Inline] | {broken} | (installation error) |  |  | 1
OH - Conductors | Conductor - repair | Defects | A030 | Catenary insufficient clearance - non compliant installation. | C701 | Catenary | insufficient clearance | non compliant installation. | OH Conductors | [Conductor] | {out of spec} | (any reason) |  |  | 1
OH - Conductors | Conductor - repair | Defects | A030 | Conductor (AAC or AAAC) splice overheated / broken - non compliant installation. | C738 | Conductor (AAC/AAAC) | splice overheated / broken | non compliant installation. | OH Conductors | [Fitting - Inline] | {broken} | (installation error) |  |  | 1
OH - Conductors | Conductor - repair | Defects | A030 | Conductor (ACSR) splice overheated / broken - non compliant installation. | C797 | Conductor (ACSR) | splice overheated / broken | non compliant installation. | OH Conductors | [Fitting - Inline] | {broken} | (installation error) |  |  | 1
OH - Conductors | Conductor - repair | Defects | A030 | Conductor (HDCu) splice overheated / broken - non compliant installation. | C770 | Conductor (HDCu) | splice overheated / broken | non compliant installation. | OH Conductors | [Fitting - Inline] | {broken} | (installation error) |  |  | 1
OH - Conductors | Conductor - repair | Defects | A030 | Conductor (CCT) broken / damaged - aircraft impact. | C847 | Conductor (CCT) | broken / damaged | aircraft impact. | [6 empty] | 1
OH - Conductors | Conductor - repair | Defects | A030 | Conductor (CCT) broken / damaged - lightning. | C841 | Conductor (CCT) | broken / damaged | lightning. | [6 empty] | 1
OH - Conductors | Conductor - repair | Defects | A030 | Conductor (CCT) broken / damaged - unknown. | B840 | Conductor (CCT) | broken / damaged | unknown. | [6 empty] | 1
OH - Conductors | Conductor - repair | Defects | A030 | Conductor (CCT) broken / damaged - vegetation fallen from outside corridor. | C842 | Conductor (CCT) | broken / damaged | vegetation fallen from outside corridor. | [6 empty] | 1
OH - Conductors | Conductor - repair | Defects | A030 | Conductor (CCT) broken / damaged - vegetation fallen from within corridor. | C843 | Conductor (CCT) | broken / damaged | vegetation fallen from within corridor. | [6 empty] | 1
OH - Conductors | Conductor - repair | Defects | A030 | Conductor (CCT) broken / damaged - vehicle impact. | C844 | Conductor (CCT) | broken / damaged | vehicle impact. | [6 empty] | 1
OH - Conductors | Conductor - repair | Defects | A030 | Conductor (CCT) broken / damaged - wind / storm debris (non veg). | C846 | Conductor (CCT) | broken / damaged | wind / storm debris (non veg). | [6 empty] | 1
OH - Conductors | Conductor - repair | Defects | A030 | Conductor (CCT) compression sleeve overheated/broken - corrosion. | C853 | Conductor (CCT) | compression sleeve overheated/broken | corrosion. | [6 empty] | 1
OH - Conductors | Conductor - repair | Defects | A030 | Conductor (CCT) compression sleeve overheated/broken - non compliant installation. | C852 | Conductor (CCT) | compression sleeve overheated/broken | non compliant installation. | [6 empty] | 1
OH - Conductors | Conductor - repair | Defects | A030 | Conductor (CCT) exposed live conductor - abrasion. | C861 | Conductor (CCT) | exposed live conductor | abrasion. | [6 empty] | 1
OH - Conductors | Conductor - repair | Defects | A030 | Conductor (CCT) exposed live conductor - damaged /missing covers. | C860 | Conductor (CCT) | exposed live conductor | damaged /missing covers. | [6 empty] | 1
OH - Conductors | Conductor - repair | Defects | A030 | Conductor (SCGZ or SCAC) splice overheated / broken - non compliant installation. | C827 | Conductor (SCGZ/SCAC) | splice overheated / broken | non compliant installation. | OH Conductors | [Fitting - Inline] | {broken} | (installation error) |  |  | 1
OH - Conductors | Conductor - repair | Defects | A030 | Catenary broken / damaged - object blown into catenary. | C697 | Catenary | broken / damaged | object blown into catenary. | OH Conductors | [Conductor] | {broken} | (impact) |  |  | 1
OH - Conductors | Conductor - repair | Defects | A030 | Catenary broken / damaged - over tensioned. | C698 | Catenary | broken / damaged | over tensioned. | OH Conductors | [Conductor] | {broken} | (over tensioned) |  |  | 1
OH - Conductors | Conductor - repair | Defects | A030 | Conductor (HV ABC) broken / damaged - unknown. | B846 | Conductor (HV ABC) | broken / damaged | unknown. | [6 empty] | 1
OH - Conductors | Conductor - repair | Defects | A030 | Conductor (HV ABC) exposed live conductor - damaged /missing covers. | C874 | Conductor (HV ABC) | exposed live conductor | damaged /missing covers. | [6 empty] | 1
OH - Conductors | Conductor - repair | Defects | A030 | Conductor (LV ABC) broken / damaged - aircraft impact. | C884 | Conductor (LV ABC) | broken / damaged | aircraft impact. | [6 empty] | 1
OH - Conductors | Conductor - repair | Defects | A030 | Conductor (LV ABC) broken / damaged - flashover / fault current. | C878 | Conductor (LV ABC) | broken / damaged | flashover / fault current. | [6 empty] | 1
OH - Conductors | Conductor - repair | Defects | A030 | Conductor (LV ABC) broken / damaged - lightning. | C877 | Conductor (LV ABC) | broken / damaged | lightning. | [6 empty] | 1
OH - Conductors | Conductor - repair | Defects | A030 | Conductor (LV ABC) broken / damaged - unknown. | B847 | Conductor (LV ABC) | broken / damaged | unknown. | [6 empty] | 1
OH - Conductors | Conductor - repair | Defects | A030 | Conductor (LV ABC) broken / damaged - vegetation fallen from outside corridor. | C879 | Conductor (LV ABC) | broken / damaged | vegetation fallen from outside corridor. | [6 empty] | 1
OH - Conductors | Conductor - repair | Defects | A030 | Conductor (LV ABC) broken / damaged - vegetation fallen from within corridor. | C880 | Conductor (LV ABC) | broken / damaged | vegetation fallen from within corridor. | [6 empty] | 1
OH - Conductors | Conductor - repair | Defects | A030 | Conductor (LV ABC) broken / damaged - vehicle impact. | C881 | Conductor (LV ABC) | broken / damaged | vehicle impact. | [6 empty] | 1
OH - Conductors | Conductor - repair | Defects | A030 | Conductor (LV ABC) broken / damaged - wind / storm debris (non veg). | C883 | Conductor (LV ABC) | broken / damaged | wind / storm debris (non veg). | [6 empty] | 1
OH - Conductors | Conductor - repair | Defects | A030 | Conductor (LV ABC) compression sleeve overheated/broken - corrosion. | C889 | Conductor (LV ABC) | compression sleeve overheated/broken | corrosion. | [6 empty] | 1
OH - Conductors | Conductor - repair | Defects | A030 | Conductor (LV ABC) compression sleeve overheated/broken - non compliant installation. | C888 | Conductor (LV ABC) | compression sleeve overheated/broken | non compliant installation. | [6 empty] | 1
OH - Conductors | Conductor - repair | Defects | A030 | Conductor (LV ABC) exposed live conductor - abrasion. | C892 | Conductor (LV ABC) | exposed live conductor | abrasion. | [6 empty] | 1
OH - Conductors | Conductor - repair | Defects | A030 | Conductor (LV ABC) exposed live conductor - missing end cap. | C893 | Conductor (LV ABC) | exposed live conductor | missing end cap. | [6 empty] | 1
OH - Conductors | Conductor - repair | Defects | A030 | Catenary insufficient clearance - termination fittings loose / deteriorated / broken. | C703 | Catenary | insufficient clearance | termination fittings loose / deteriorated / broken. | OH Conductors | [Fitting - Inline] | {broken} | (any reason) |  |  | 1
OH - Conductors | Conductor - repair | Defects | A030 | Catenary broken / damaged - third party impact. | C696 | Catenary | broken / damaged | third party impact. | OH Conductors | [Conductor] | {broken} | (impact) |  |  | 1
OH - Conductors | Conductor - repair | Defects | A030 | Catenary insufficient clearance - third party impact. | C702 | Catenary | insufficient clearance | third party impact. | OH Conductors | [Conductor] | {out of spec} | (any reason) |  |  | 1
OH - Conductors | Conductor - repair | Defects | A030 | Catenary insufficient clearance - unauthorised construction. | C704 | Catenary | insufficient clearance | unauthorised construction. | OH Conductors | [Conductor] | {out of spec} | (any reason) |  |  | 2
OH - Conductors | Conductor - repair | Defects | A030 | Catenary broken / damaged - unknown. | B845 | Catenary | broken / damaged | unknown. | OH Conductors | [Conductor] | {broken} | (unknown) |  |  | 1
OH - Conductors | Conductor - repair | Defects | A030 | Conductor (AAC/AAAC) broken / damaged - unknown. | B844 | Conductor (AAC/AAAC) | broken / damaged | unknown. | OH Conductors | [Conductor] | {broken} | (unknown) |  |  | 1
OH - Conductors | Conductor - repair | Defects | A030 | Conductor (ACSR) broken / damaged - unknown. | B842 | Conductor (ACSR) | broken / damaged | unknown. | OH Conductors | [Conductor] | {broken} | (unknown) |  |  | 1
OH - Conductors | Conductor - repair | Defects | A030 | Conductor (HDCu) broken / damaged - unknown. | B843 | Conductor (HDCu) | broken / damaged | unknown. | OH Conductors | [Conductor] | {broken} | (unknown) |  |  | 1
OH - Conductors | Conductor - repair | Defects | A030 | Conductor (SCGZ/SCAC) broken / damaged - unknown. | B841 | Conductor (SCGZ/SCAC) | broken / damaged | unknown. | OH Conductors | [Conductor] | {broken} | (unknown) |  |  | 1
OH - Conductors | Conductor - repair | Defects | A030 | Conductor (AAC or AAAC) broken / damaged - vegetation fallen from outside corridor. | C726 | Conductor (AAC/AAAC) | broken / damaged | vegetation fallen from outside corridor. | OH Conductors | [Conductor] | {broken} | (impact) |  |  | 1
OH - Conductors | Conductor - repair | Defects | A030 | Conductor (ACSR) broken / damaged - vegetation fallen from outside corridor. | C785 | Conductor (ACSR) | broken / damaged | vegetation fallen from outside corridor. | OH Conductors | [Conductor] | {broken} | (impact) |  |  | 1
OH - Conductors | Conductor - repair | Defects | A030 | Catenary broken / damaged - vegetation fallen from within corridor. | C699 | Catenary | broken / damaged | vegetation fallen from within corridor. | OH Conductors | [Conductor] | {broken} | (impact) |  |  | 1
OH - Conductors | Conductor - repair | Defects | A030 | Conductor (AAC or AAAC) broken / damaged - vegetation fallen from within corridor. | C727 | Conductor (AAC/AAAC) | broken / damaged | vegetation fallen from within corridor. | OH Conductors | [Conductor] | {broken} | (impact) |  |  | 1
OH - Conductors | Conductor - repair | Defects | A030 | Conductor (ACSR) broken / damaged - vegetation fallen from within corridor. | C786 | Conductor (ACSR) | broken / damaged | vegetation fallen from within corridor. | OH Conductors | [Conductor] | {broken} | (impact) |  |  | 1
OH - Conductors | Conductor - repair | Defects | A030 | Conductor (AAC or AAAC) broken / damaged - vehicle impact. | C728 | Conductor (AAC/AAAC) | broken / damaged | vehicle impact. | OH Conductors | [Conductor] | {broken} | (impact) |  |  | 1
OH - Conductors | Conductor - repair | Defects | A030 | Conductor (ACSR) broken / damaged - vehicle impact. | C787 | Conductor (ACSR) | broken / damaged | vehicle impact. | OH Conductors | [Conductor] | {broken} | (impact) |  |  | 1
OH - Conductors | Conductor - repair | Defects | A030 | Conductor (AAC or AAAC) broken / damaged - wind / storm debris (non veg). | C729 | Conductor (AAC/AAAC) | broken / damaged | wind / storm debris (non veg). | OH Conductors | [Conductor] | {broken} | (impact) |  |  | 1
OH - Conductors | Conductor - repair | Defects | A030 | Conductor (ACSR) broken / damaged - wind / storm debris (non veg). | C788 | Conductor (ACSR) | broken / damaged | wind / storm debris (non veg). | OH Conductors | [Conductor] | {broken} | (impact) |  |  | 1
OH - Conductors | Conductor - replace | Defects | A031 | zOther cause (unknown / unlisted) - add note. | C000 | zOther | cause (unknown / unlisted) | add note. | OH Conductors | [Conductor] | {unknown} | (any reason) |  |  | 53
OH - Conductors | Conductor - replace | Defects | A031 | Conductor (AAC or AAAC) broken / damaged - aircraft impact. | C730 | Conductor (AAC/AAAC) | broken / damaged | aircraft impact. | OH Conductors | [Conductor] | {broken} | (impact) |  |  | 2
OH - Conductors | Conductor - replace | Defects | A031 | Conductor (ACSR) broken / damaged - aircraft impact. | C789 | Conductor (ACSR) | broken / damaged | aircraft impact. | OH Conductors | [Conductor] | {broken} | (impact) |  |  | 2
OH - Conductors | Conductor - replace | Defects | A031 | Conductor (HDCu) broken / damaged - aircraft impact. | C762 | Conductor (HDCu) | broken / damaged | aircraft impact. | OH Conductors | [Conductor] | {broken} | (impact) |  |  | 1
OH - Conductors | Conductor - replace | Defects | A031 | Conductor (SCGZ or SCAC) broken / damaged - aircraft impact. | C819 | Conductor (SCGZ/SCAC) | broken / damaged | aircraft impact. | OH Conductors | [Conductor] | {broken} | (impact) |  |  | 1
OH - Conductors | Conductor - replace | Defects | A031 | Conductor (AAC or AAAC) broken / damaged - clashing conductors. | C731 | Conductor (AAC/AAAC) | broken / damaged | clashing conductors. | OH Conductors | [Conductor] | {broken} | (clashing) |  |  | 2
OH - Conductors | Conductor - replace | Defects | A031 | Conductor (ACSR) broken / damaged - clashing conductors. | C790 | Conductor (ACSR) | broken / damaged | clashing conductors. | OH Conductors | [Conductor] | {broken} | (clashing) |  |  | 2
OH - Conductors | Conductor - replace | Defects | A031 | Conductor (HDCu) broken / damaged - clashing conductors. | C763 | Conductor (HDCu) | broken / damaged | clashing conductors. | OH Conductors | [Conductor] | {broken} | (clashing) |  |  | 1
OH - Conductors | Conductor - replace | Defects | A031 | Conductor (SCGZ or SCAC) broken / damaged - clashing conductors. | C820 | Conductor (SCGZ/SCAC) | broken / damaged | clashing conductors. | OH Conductors | [Conductor] | {broken} | (clashing) |  |  | 1
OH - Conductors | Conductor - replace | Defects | A031 | Catenary broken / damaged - corrosion. | C700 | Catenary | broken / damaged | corrosion. | OH Conductors | [Conductor] | {broken} | (corrosion) |  |  | 2
OH - Conductors | Conductor - replace | Defects | A031 | Conductor (AAC or AAAC) broken / damaged - corrosion. | C732 | Conductor (AAC/AAAC) | broken / damaged | corrosion. | OH Conductors | [Conductor] | {broken} | (corrosion) |  |  | 2
OH - Conductors | Conductor - replace | Defects | A031 | Conductor (ACSR) broken / damaged - corrosion. | C791 | Conductor (ACSR) | broken / damaged | corrosion. | OH Conductors | [Conductor] | {broken} | (corrosion) |  |  | 2
OH - Conductors | Conductor - replace | Defects | A031 | Conductor (HDCu) broken / damaged - corrosion. | C764 | Conductor (HDCu) | broken / damaged | corrosion. | OH Conductors | [Conductor] | {broken} | (corrosion) |  |  | 1
OH - Conductors | Conductor - replace | Defects | A031 | Conductor (SCGZ or SCAC) broken / damaged - corrosion. | C821 | Conductor (SCGZ/SCAC) | broken / damaged | corrosion. | OH Conductors | [Conductor] | {broken} | (corrosion) |  |  | 1
OH - Conductors | Conductor - replace | Defects | A031 | Conductor (AAC or AAAC) broken / damaged - debris blown into mains. | C734 | Conductor (AAC/AAAC) | broken / damaged | debris blown into mains. | OH Conductors | [Conductor] | {broken} | (impact) |  |  | 1
OH - Conductors | Conductor - replace | Defects | A031 | Conductor (ACSR) broken / damaged - debris blown into mains. | C793 | Conductor (ACSR) | broken / damaged | debris blown into mains. | OH Conductors | [Conductor] | {broken} | (impact) |  |  | 1
OH - Conductors | Conductor - replace | Defects | A031 | Conductor (HDCu) broken / damaged - debris blown into mains. | C766 | Conductor (HDCu) | broken / damaged | debris blown into mains. | OH Conductors | [Conductor] | {broken} | (impact) |  |  | 1
OH - Conductors | Conductor - replace | Defects | A031 | Conductor (SCGZ or SCAC) broken / damaged - debris blown into mains. | C823 | Conductor (SCGZ/SCAC) | broken / damaged | debris blown into mains. | OH Conductors | [Conductor] | {broken} | (impact) |  |  | 1
OH - Conductors | Conductor - replace | Defects | A031 | Conductor (ACSR) broken / damaged - fatigue. | C794 | Conductor (ACSR) | broken / damaged | fatigue. | OH Conductors | [Conductor] | {broken} | (fatigue) |  |  | 2
OH - Conductors | Conductor - replace | Defects | A031 | Conductor (HDCu) broken / damaged - fatigue. | C767 | Conductor (HDCu) | broken / damaged | fatigue. | OH Conductors | [Conductor] | {broken} | (fatigue) |  |  | 1
OH - Conductors | Conductor - replace | Defects | A031 | Conductor (CCT) broken / damaged - aircraft impact. | C847 | Conductor (CCT) | broken / damaged | aircraft impact. | [6 empty] | 2
OH - Conductors | Conductor - replace | Defects | A031 | Conductor (CCT) broken / damaged - debris blown into mains. | C848 | Conductor (CCT) | broken / damaged | debris blown into mains. | [6 empty] | 1
OH - Conductors | Conductor - replace | Defects | A031 | Conductor (CCT) broken / damaged - fatigue. | C849 | Conductor (CCT) | broken / damaged | fatigue. | [6 empty] | 1
OH - Conductors | Conductor - replace | Defects | A031 | Conductor (CCT) broken / damaged - fire damage - bushfire / burning off. | C850 | Conductor (CCT) | broken / damaged | fire damage (bushfire / burning off). | [6 empty] | 1
OH - Conductors | Conductor - replace | Defects | A031 | Conductor (CCT) broken / damaged - insulation degradation. | C840 | Conductor (CCT) | broken / damaged | insulation degradation. | [6 empty] | 1
OH - Conductors | Conductor - replace | Defects | A031 | Conductor (CCT) broken / damaged - lightning. | C841 | Conductor (CCT) | broken / damaged | lightning. | [6 empty] | 2
OH - Conductors | Conductor - replace | Defects | A031 | Conductor (CCT) broken / damaged - vegetation fallen from outside corridor. | C842 | Conductor (CCT) | broken / damaged | vegetation fallen from outside corridor. | [6 empty] | 2
OH - Conductors | Conductor - replace | Defects | A031 | Conductor (CCT) broken / damaged - vegetation fallen from within corridor. | C843 | Conductor (CCT) | broken / damaged | vegetation fallen from within corridor. | [6 empty] | 2
OH - Conductors | Conductor - replace | Defects | A031 | Conductor (CCT) broken / damaged - vehicle impact. | C844 | Conductor (CCT) | broken / damaged | vehicle impact. | [6 empty] | 2
OH - Conductors | Conductor - replace | Defects | A031 | Conductor (CCT) broken / damaged - wildlife. | C845 | Conductor (CCT) | broken / damaged | wildlife. | [6 empty] | 1
OH - Conductors | Conductor - replace | Defects | A031 | Conductor (CCT) exposed live conductor - abrasion. | C861 | Conductor (CCT) | exposed live conductor | abrasion. | [6 empty] | 2
OH - Conductors | Conductor - replace | Defects | A031 | Conductor (CCT) missing - stolen. | C851 | Conductor (CCT) | missing | stolen. | [6 empty] | 1
OH - Conductors | Conductor - replace | Defects | A031 | Conductor (SCGZ or SCAC) broken / damaged - fatigue. | C824 | Conductor (SCGZ/SCAC) | broken / damaged | fatigue. | OH Conductors | [Conductor] | {broken} | (fatigue) |  |  | 1
OH - Conductors | Conductor - replace | Defects | A031 | Conductor (AAC or AAAC) broken / damaged - fire damage - bushfire / burning off. | C736 | Conductor (AAC/AAAC) | broken / damaged | fire damage (bushfire / burning off). | OH Conductors | [Conductor] | {broken} | (fire damage - external cause) |  |  | 1
OH - Conductors | Conductor - replace | Defects | A031 | Conductor (HDCu) broken / damaged - fire damage - bushfire / burning off. | C768 | Conductor (HDCu) | broken / damaged | fire damage (bushfire / burning off). | OH Conductors | [Conductor] | {broken} | (fire damage - external cause) |  |  | 1
OH - Conductors | Conductor - replace | Defects | A031 | Conductor (SCGZ or SCAC) broken / damaged - fire damage - bushfire / burning off. | C825 | Conductor (SCGZ/SCAC) | broken / damaged | fire damage (bushfire / burning off). | OH Conductors | [Conductor] | {broken} | (fire damage - external cause) |  |  | 1
OH - Conductors | Conductor - replace | Defects | A031 | Conductor (AAC or AAAC) broken / damaged - lightning. | C725 | Conductor (AAC/AAAC) | broken / damaged | lightning. | OH Conductors | [Conductor] | {broken} | (lightning strike) |  |  | 2
OH - Conductors | Conductor - replace | Defects | A031 | Conductor (ACSR) broken / damaged - lightning. | C784 | Conductor (ACSR) | broken / damaged | lightning. | OH Conductors | [Conductor] | {broken} | (lightning strike) |  |  | 2
OH - Conductors | Conductor - replace | Defects | A031 | Conductor (HDCu) broken / damaged - lightning. | C757 | Conductor (HDCu) | broken / damaged | lightning. | OH Conductors | [Conductor] | {broken} | (lightning strike) |  |  | 1
OH - Conductors | Conductor - replace | Defects | A031 | Conductor (SCGZ or SCAC) broken / damaged - lightning. | C814 | Conductor (SCGZ/SCAC) | broken / damaged | lightning. | OH Conductors | [Conductor] | {broken} | (lightning strike) |  |  | 1
OH - Conductors | Conductor - replace | Defects | A031 | Catenary broken / damaged - object blown into catenary. | C697 | Catenary | broken / damaged | object blown into catenary. | OH Conductors | [Conductor] | {broken} | (impact) |  |  | 2
OH - Conductors | Conductor - replace | Defects | A031 | Catenary broken / damaged - over tensioned. | C698 | Catenary | broken / damaged | over tensioned. | OH Conductors | [Conductor] | {broken} | (over tensioned) |  |  | 2
OH - Conductors | Conductor - replace | Defects | A031 | Conductor (AAC or AAAC) annealed - overload / fault. | C755 | Conductor (AAC/AAAC) | annealed | overload / fault. | OH Conductors | [Conductor] | {damaged} | (annealing) |  |  | 1
OH - Conductors | Conductor - replace | Defects | A031 | Conductor (ACSR) annealed - overload / fault. | C813 | Conductor (ACSR) | annealed | overload / fault. | OH Conductors | [Conductor] | {damaged} | (annealing) |  |  | 1
OH - Conductors | Conductor - replace | Defects | A031 | Conductor (HV ABC) broken / damaged - aircraft impact. | C868 | Conductor (HV ABC) | broken / damaged | aircraft impact. | [6 empty] | 1
OH - Conductors | Conductor - replace | Defects | A031 | Conductor (HV ABC) broken / damaged - debris blown into mains. | C869 | Conductor (HV ABC) | broken / damaged | debris blown into mains. | [6 empty] | 1
OH - Conductors | Conductor - replace | Defects | A031 | Conductor (HV ABC) broken / damaged - fire damage - bushfire / burning off. | C870 | Conductor (HV ABC) | broken / damaged | fire damage (bushfire / burning off). | [6 empty] | 1
OH - Conductors | Conductor - replace | Defects | A031 | Conductor (HV ABC) broken / damaged - insulation degradation. | C862 | Conductor (HV ABC) | broken / damaged | insulation degradation. | [6 empty] | 1
OH - Conductors | Conductor - replace | Defects | A031 | Conductor (HV ABC) broken / damaged - lightning. | C863 | Conductor (HV ABC) | broken / damaged | lightning. | [6 empty] | 1
OH - Conductors | Conductor - replace | Defects | A031 | Conductor (HV ABC) broken / damaged - vegetation fallen from outside corridor. | C864 | Conductor (HV ABC) | broken / damaged | vegetation fallen from outside corridor. | [6 empty] | 1
OH - Conductors | Conductor - replace | Defects | A031 | Conductor (HV ABC) broken / damaged - vegetation fallen from within corridor. | C865 | Conductor (HV ABC) | broken / damaged | vegetation fallen from within corridor. | [6 empty] | 1
OH - Conductors | Conductor - replace | Defects | A031 | Conductor (HV ABC) broken / damaged - vehicle impact. | C866 | Conductor (HV ABC) | broken / damaged | vehicle impact. | [6 empty] | 1
OH - Conductors | Conductor - replace | Defects | A031 | Conductor (HV ABC) broken / damaged - wildlife. | C867 | Conductor (HV ABC) | broken / damaged | wildlife. | [6 empty] | 1
OH - Conductors | Conductor - replace | Defects | A031 | Conductor (HV ABC) exposed live conductor - abrasion. | C875 | Conductor (HV ABC) | exposed live conductor | abrasion. | [6 empty] | 1
OH - Conductors | Conductor - replace | Defects | A031 | Conductor (HV ABC) missing - stolen. | C871 | Conductor (HV ABC) | missing | stolen. | [6 empty] | 1
OH - Conductors | Conductor - replace | Defects | A031 | Conductor (LV ABC) broken / damaged - aircraft impact. | C884 | Conductor (LV ABC) | broken / damaged | aircraft impact. | [6 empty] | 2
OH - Conductors | Conductor - replace | Defects | A031 | Conductor (LV ABC) broken / damaged - debris blown into mains. | C885 | Conductor (LV ABC) | broken / damaged | debris blown into mains. | [6 empty] | 1
OH - Conductors | Conductor - replace | Defects | A031 | Conductor (LV ABC) broken / damaged - fire damage - bushfire / burning off. | C886 | Conductor (LV ABC) | broken / damaged | fire damage (bushfire / burning off). | [6 empty] | 1
OH - Conductors | Conductor - replace | Defects | A031 | Conductor (LV ABC) broken / damaged - insulation degradation. | C876 | Conductor (LV ABC) | broken / damaged | insulation degradation. | [6 empty] | 1
OH - Conductors | Conductor - replace | Defects | A031 | Conductor (LV ABC) broken / damaged - lightning. | C877 | Conductor (LV ABC) | broken / damaged | lightning. | [6 empty] | 2
OH - Conductors | Conductor - replace | Defects | A031 | Conductor (LV ABC) broken / damaged - vegetation fallen from outside corridor. | C879 | Conductor (LV ABC) | broken / damaged | vegetation fallen from outside corridor. | [6 empty] | 2
OH - Conductors | Conductor - replace | Defects | A031 | Conductor (LV ABC) broken / damaged - vegetation fallen from within corridor. | C880 | Conductor (LV ABC) | broken / damaged | vegetation fallen from within corridor. | [6 empty] | 2
OH - Conductors | Conductor - replace | Defects | A031 | Conductor (LV ABC) broken / damaged - vehicle impact. | C881 | Conductor (LV ABC) | broken / damaged | vehicle impact. | [6 empty] | 2
OH - Conductors | Conductor - replace | Defects | A031 | Conductor (LV ABC) broken / damaged - wildlife. | C882 | Conductor (LV ABC) | broken / damaged | wildlife. | [6 empty] | 1
OH - Conductors | Conductor - replace | Defects | A031 | Conductor (LV ABC) exposed live conductor - abrasion. | C892 | Conductor (LV ABC) | exposed live conductor | abrasion. | [6 empty] | 2
OH - Conductors | Conductor - replace | Defects | A031 | Conductor (LV ABC) missing - stolen. | C887 | Conductor (LV ABC) | missing | stolen. | [6 empty] | 1
OH - Conductors | Conductor - replace | Defects | A031 | Conductor (HDCu) annealed - overload / fault. | C783 | Conductor (HDCu) | annealed | overload / fault. | OH Conductors | [Conductor] | {damaged} | (annealing) |  |  | 1
OH - Conductors | Conductor - replace | Defects | A031 | Conductor (SCGZ or SCAC) annealed - overload / fault. | C839 | Conductor (SCGZ/SCAC) | annealed | overload / fault. | OH Conductors | [Conductor] | {damaged} | (annealing) |  |  | 1
OH - Conductors | Conductor - replace | Defects | A031 | Conductor (AAC or AAAC) missing - stolen. | C737 | Conductor (AAC/AAAC) | missing | stolen. | OH Conductors | [Conductor] | {out of spec} | (any reason) |  |  | 1
OH - Conductors | Conductor - replace | Defects | A031 | Conductor (ACSR) missing - stolen. | C796 | Conductor (ACSR) | missing | stolen. | OH Conductors | [Conductor] | {out of spec} | (any reason) |  |  | 1
OH - Conductors | Conductor - replace | Defects | A031 | Conductor (HDCu) missing - stolen. | C769 | Conductor (HDCu) | missing | stolen. | OH Conductors | [Conductor] | {out of spec} | (any reason) |  |  | 1
OH - Conductors | Conductor - replace | Defects | A031 | Conductor (SCGZ or SCAC) missing - stolen. | C826 | Conductor (SCGZ/SCAC) | missing | stolen. | OH Conductors | [Conductor] | {out of spec} | (any reason) |  |  | 1
OH - Conductors | Conductor - replace | Defects | A031 | Catenary broken / damaged - third party impact. | C696 | Catenary | broken / damaged | third party impact. | OH Conductors | [Conductor] | {broken} | (impact) |  |  | 2
OH - Conductors | Conductor - replace | Defects | A031 | Conductor (AAC or AAAC) broken / damaged - vegetation fallen from outside corridor. | C726 | Conductor (AAC/AAAC) | broken / damaged | vegetation fallen from outside corridor. | OH Conductors | [Conductor] | {broken} | (impact) |  |  | 2
OH - Conductors | Conductor - replace | Defects | A031 | Conductor (ACSR) broken / damaged - vegetation fallen from outside corridor. | C785 | Conductor (ACSR) | broken / damaged | vegetation fallen from outside corridor. | OH Conductors | [Conductor] | {broken} | (impact) |  |  | 2
OH - Conductors | Conductor - replace | Defects | A031 | Catenary broken / damaged - vegetation fallen from within corridor. | C699 | Catenary | broken / damaged | vegetation fallen from within corridor. | OH Conductors | [Conductor] | {broken} | (impact) |  |  | 2
OH - Conductors | Conductor - replace | Defects | A031 | Conductor (AAC or AAAC) broken / damaged - vegetation fallen from within corridor. | C727 | Conductor (AAC/AAAC) | broken / damaged | vegetation fallen from within corridor. | OH Conductors | [Conductor] | {broken} | (impact) |  |  | 2
OH - Conductors | Conductor - replace | Defects | A031 | Conductor (ACSR) broken / damaged - vegetation fallen from within corridor. | C786 | Conductor (ACSR) | broken / damaged | vegetation fallen from within corridor. | OH Conductors | [Conductor] | {broken} | (impact) |  |  | 2
OH - Conductors | Conductor - replace | Defects | A031 | Conductor (HDCu) broken / damaged - vegetation fallen from within corridor. | C759 | Conductor (HDCu) | broken / damaged | vegetation fallen from within corridor. | OH Conductors | [Conductor] | {broken} | (impact) |  |  | 1
OH - Conductors | Conductor - replace | Defects | A031 | Conductor (SCGZ or SCAC) broken / damaged - vegetation fallen from within corridor. | C816 | Conductor (SCGZ/SCAC) | broken / damaged | vegetation fallen from within corridor. | OH Conductors | [Conductor] | {broken} | (impact) |  |  | 1
OH - Conductors | Conductor - replace | Defects | A031 | Conductor (AAC or AAAC) broken / damaged - vehicle impact. | C728 | Conductor (AAC/AAAC) | broken / damaged | vehicle impact. | OH Conductors | [Conductor] | {broken} | (impact) |  |  | 2
OH - Conductors | Conductor - replace | Defects | A031 | Conductor (ACSR) broken / damaged - vehicle impact. | C787 | Conductor (ACSR) | broken / damaged | vehicle impact. | OH Conductors | [Conductor] | {broken} | (impact) |  |  | 2
OH - Conductors | Conductor - replace | Defects | A031 | Conductor (HDCu) broken / damaged - vehicle impact. | C760 | Conductor (HDCu) | broken / damaged | vehicle impact. | OH Conductors | [Conductor] | {broken} | (impact) |  |  | 1
OH - Conductors | Conductor - replace | Defects | A031 | Conductor (SCGZ or SCAC) broken / damaged - vehicle impact. | C817 | Conductor (SCGZ/SCAC) | broken / damaged | vehicle impact. | OH Conductors | [Conductor] | {broken} | (impact) |  |  | 1
OH - Conductors | Conductor - replace | Defects | A031 | Conductor (AAC or AAAC) broken / damaged - wildlife clashing conductors. | C733 | Conductor (AAC/AAAC) | broken / damaged | wildlife clashing conductors. | OH Conductors | [Conductor] | {broken} | (wildlife) |  |  | 1
OH - Conductors | Conductor - replace | Defects | A031 | Conductor (ACSR) broken / damaged - wildlife clashing conductors. | C792 | Conductor (ACSR) | broken / damaged | wildlife clashing conductors. | OH Conductors | [Conductor] | {broken} | (wildlife) |  |  | 1
OH - Conductors | Conductor - replace | Defects | A031 | Conductor (HDCu) broken / damaged - wildlife clashing conductors. | C765 | Conductor (HDCu) | broken / damaged | wildlife clashing conductors. | OH Conductors | [Conductor] | {broken} | (wildlife) |  |  | 1
OH - Conductors | Conductor - replace | Defects | A031 | Conductor (SCGZ or SCAC) broken / damaged - wildlife clashing conductors. | C822 | Conductor (SCGZ/SCAC) | broken / damaged | wildlife clashing conductors. | OH Conductors | [Conductor] | {broken} | (wildlife) |  |  | 1
Conductors | Conductor - Replace | Defects | CCRE | Conductor Corroded |  |  |  |  | OH Conductors | [Conductor] | {damaged} | (corrosion) |  |  | 1
OH - Conductors | Conductor - retension | Defects | A026 | Conductor (covered LV) insufficient clearance - conductor creep / structure movement. | B043 | Conductor (covered LV) | insufficient clearance | conductor creep / structure movement. | [6 empty] | 4
Conductors | Conductor - Replace | Defects | CCRE | Damaged Conductors |  |  |  |  | OH Conductors | [Conductor] | {broken} | (unknown) |  |  | 3
Conductors | Conductor - Replace | Defects | CCRE | Insulation Damage |  |  |  |  | OH Conductors | [Conductor] | {broken} | (unknown) |  |  | 2
Conductors | Conductor - Replace Armor Rods | Defects | CARR | Preform Fitting Damaged |  |  |  |  | OH Conductors | [Fitting - Inline] | {damaged} | (any reason) |  |  | 2
Conductors | Conductor - Replace Bridging | Defects | CBRC | Damaged Conductors |  |  |  |  | OH Conductors | [Conductor] | {broken} | (unknown) |  |  | 4
Conductors | Conductor - Replace Connection | Defects | CCNR | Connection Faulty |  |  |  |  | OH Conductors | [Fitting - Inline] | {broken} | (any reason) |  |  | 1
Conductors | Conductor - Replace Deadends | Defects | CDRE | Preform Fitting Damaged |  |  |  |  | OH Conductors | [Fitting - Inline] | {damaged} | (any reason) |  |  | 3
Conductors | Conductor - Replace Sleeves | Defects | CSRE | Damaged Conductors |  |  |  |  | OH Conductors | [Conductor] | {broken} | (unknown) |  |  | 5
OH - Conductors | Conductor - retension | Defects | A026 | Conductor (covered LV) insufficient clearance - ground level changes. | B045 | Conductor (covered LV) | insufficient clearance | ground level changes. | [6 empty] | 2
OH - Conductors | Conductor - retension | Defects | A026 | Conductor (covered LV) insufficient clearance - unauthorised construction. | B042 | Conductor (covered LV) | insufficient clearance | unauthorised construction. | [6 empty] | 5
Conductors | Conductor - Replace Splice | Defects | CSRP | Damaged Conductors |  |  |  |  | OH Conductors | [Conductor] | {broken} | (unknown) |  |  | 6
Conductors | Conductor - Replace Splice | Defects | CSRP | Preform Fitting Damaged |  |  |  |  | OH Conductors | [Fitting - Inline] | {damaged} | (any reason) |  |  | 4
Conductors | Conductor - Replace Vibration Dampers | Defects | CVDR | Preform Fitting Damaged |  |  |  |  | OH Conductors | [Fitting - Inline] | {damaged} | (any reason) |  |  | 5
OH - Conductors | Conductor - retension | Defects | A026 | zOther cause (unknown / unlisted) - add note. | C000 | zOther | cause (unknown / unlisted) | add note. | OH Conductors | [Conductor] | {unknown} | (any reason) |  |  | 54
OH - Conductors | Conductor - retension | Defects | A026 | Conductor (bare LV) insufficient clearance - ground level changes. | B052 | Conductor (bare LV) | insufficient clearance | ground level changes. | OH Conductors | [Conductor] | {out of spec} | (any reason) |  |  | 2
OH - Conductors | Conductor - retension | Defects | A026 | Conductor (HV) insufficient clearance - ground level changes. | B038 | Conductor (HV) | insufficient clearance | ground level changes. | OH Conductors | [Conductor] | {out of spec} | (any reason) |  |  | 2
OH - Conductors | Conductor - retension | Defects | A026 | Conductor (bare LV) insufficient clearance - unauthorised construction. | B049 | Conductor (bare LV) | insufficient clearance | unauthorised construction. | OH Conductors | [Conductor] | {out of spec} | (any reason) |  |  | 5
OH - Conductors | Conductor - retension | Defects | A026 | Conductor (HV) insufficient clearance - unauthorised construction. | B035 | Conductor (HV) | insufficient clearance | unauthorised construction. | OH Conductors | [Conductor] | {out of spec} | (any reason) |  |  | 5
OH - Conductors | Conductor - retension | Defects | A026 | Conductor (bare LV) insufficient clearance - uneven phase tensions. | B743 | Conductor (bare LV) | insufficient clearance | uneven phase tensions. | OH Conductors | [Conductor] | {out of spec} | (any reason) |  |  | 2
OH - Conductors | Conductor - retension | Defects | A026 | Conductor (HV) insufficient clearance - uneven phase tensions. | B744 | Conductor (HV) | insufficient clearance | uneven phase tensions. | OH Conductors | [Conductor] | {out of spec} | (any reason) |  |  | 2
Conductors | Conductor - Re-Tension | Defects | CCRT | HV Insufficent Ground Clearance |  |  |  |  | OH Conductors | [Conductor] | {out of spec} | (any reason) |  |  | 6
Conductors | Conductor - Re-Tension | Defects | CCRT | LV Insufficent Ground Clearance |  |  |  |  | OH Conductors | [Conductor] | {out of spec} | (any reason) |  |  | 6
OH - Conductors | Conductor bridging - replace | Defects | A039 | Conductor (CCT) bridging deteriorated - corrosion. | C855 | Conductor (CCT) | bridging deteriorated | corrosion. | [6 empty] | 1
OH - Conductors | Conductor bridging - replace | Defects | A039 | Conductor (CCT) bridging deteriorated - fatigue. | C856 | Conductor (CCT) | bridging deteriorated | fatigue. | [6 empty] | 1
OH - Conductors | Conductor bridging - replace | Defects | A039 | Conductor (CCT) bridging deteriorated - insulation degradation. | C854 | Conductor (CCT) | bridging deteriorated | insulation degradation. | [6 empty] | 1
OH - Conductors | Conductor - upgrade | Construction | A033 | zOther cause (unknown / unlisted) - add note. | C000 | zOther | cause (unknown / unlisted) | add note. | OH Conductors | [Conductor] | {unknown} | (any reason) |  |  | 55
OH - Conductors | Conductor - upgrade | Construction | A033 | Conductor (AAC or AAAC) upgrade - fault level constraint. | B657 | Conductor (AAC/AAAC) | upgrade | fault level constraint. | OH Conductors | [Conductor] | {out of spec} | (any reason) |  |  | 1
OH - Conductors | Conductor - upgrade | Construction | A033 | Conductor (ACSR) upgrade - fault level constraint. | B659 | Conductor (ACSR) | upgrade | fault level constraint. | OH Conductors | [Conductor] | {out of spec} | (any reason) |  |  | 1
OH - Conductors | Conductor bridging - replace | Defects | A039 | Conductor (SDI) insulation deterioration / failure - UV / heat degradation. | B211 | Conductor (SDI) | insulation deterioration / failure | UV / heat degradation. | [6 empty] | 1
OH - Conductors | Conductor - upgrade | Construction | A033 | Conductor (HDCu) upgrade - fault level constraint. | B658 | Conductor (HDCu) | upgrade | fault level constraint. | OH Conductors | [Conductor] | {out of spec} | (any reason) |  |  | 1
OH - Conductors | Conductor - upgrade | Construction | A033 | Conductor upgrade reqd - reconductoring due to fault level constraint. | C904 | Conductor (SCGZ/SCAC) | upgrade | fault level constraint. | OH Conductors | [Conductor] | {out of spec} | (any reason) |  |  | 1
OH - Conductors | Conductor - upgrade | Construction | A033 | Conductor (AAC or AAAC) upgrade reqd - thermal constraints. | C754 | Conductor (AAC/AAAC) | upgrade | thermal constraint. | OH Conductors | [Conductor] | {out of spec} | (any reason) |  |  | 1
OH - Conductors | Conductor - upgrade | Construction | A033 | Conductor (ACSR) upgrade reqd - thermal constraints. | C812 | Conductor (ACSR) | upgrade | thermal constraint. | OH Conductors | [Conductor] | {out of spec} | (any reason) |  |  | 1
OH - Conductors | Conductor - upgrade | Construction | A033 | Conductor (HDCu) upgrade reqd - thermal constraints. | C782 | Conductor (HDCu) | upgrade | thermal constraint. | OH Conductors | [Conductor] | {out of spec} | (any reason) |  |  | 1
OH - Conductors | Conductor - upgrade | Construction | A033 | Conductor upgrade reqd - reconductoring due to thermal constraint. | C902 | Conductor (SCGZ/SCAC) | upgrade | thermal constraint. | OH Conductors | [Conductor] | {out of spec} | (any reason) |  |  | 1
OH - Conductors | Conductor - upgrade | Construction | A033 | Conductor (AAC or AAAC) upgrade reqd - voltage constraint. | C753 | Conductor (AAC/AAAC) | upgrade | voltage constraint. | OH Conductors | [Conductor] | {out of spec} | (any reason) |  |  | 1
OH - Conductors | Conductor - upgrade | Construction | A033 | Conductor (ACSR) upgrade reqd - voltage constraint. | C811 | Conductor (ACSR) | upgrade | voltage constraint. | OH Conductors | [Conductor] | {out of spec} | (any reason) |  |  | 1
OH - Conductors | Conductor - upgrade | Construction | A033 | Conductor (HDCu) upgrade reqd - voltage constraint. | C781 | Conductor (HDCu) | upgrade | voltage constraint. | OH Conductors | [Conductor] | {out of spec} | (any reason) |  |  | 1
OH - Conductors | Conductor - upgrade | Construction | A033 | Conductor upgrade reqd - reconductoring due to voltage constraint. | C903 | Conductor (SCGZ/SCAC) | upgrade | voltage constraint. | OH Conductors | [Conductor] | {out of spec} | (any reason) |  |  | 1
Conductors | Conductor - Vibration Dampers Required | Defects | PVDR | Span identification program |  |  |  |  | OH Conductors | [Fitting - Attachment] | {out of spec} | (any reason) |  |  | 1
OH - Conductors | Conductor bridging - replace | Defects | A039 | zOther cause (unknown / unlisted) - add note. | C000 | zOther | cause (unknown / unlisted) | add note. | OH Conductors | [Conductor] | {unknown} | (any reason) |  |  | 56
OH - Conductors | Conductor bridging - replace | Defects | A039 | Conductor (AAC or AAAC) bridging deteriorated - corrosion. | C750 | Conductor (AAC/AAAC) | bridging deteriorated | corrosion. | OH Conductors | [Conductor] | {damaged} | (corrosion) |  |  | 1
OH - Conductors | Conductor bridging - replace | Defects | A039 | Conductor (ACSR) bridging deteriorated - corrosion. | C808 | Conductor (ACSR) | bridging deteriorated | corrosion. | OH Conductors | [Conductor] | {damaged} | (corrosion) |  |  | 1
OH - Conductors | Conductor bridging - replace | Defects | A039 | Conductor (HDCu) bridging deteriorated - corrosion. | C779 | Conductor (HDCu) | bridging deteriorated | corrosion. | OH Conductors | [Conductor] | {damaged} | (corrosion) |  |  | 1
OH - Conductors | Conductor bridging - replace | Defects | A039 | Conductor (SCGZ or SCAC) bridging deteriorated - corrosion. | C836 | Conductor (SCGZ/SCAC) | bridging deteriorated | corrosion. | OH Conductors | [Conductor] | {damaged} | (corrosion) |  |  | 1
OH - Conductors | Conductor bridging - replace | Defects | A039 | Conductor (AAC or AAAC) bridging deteriorated - fatigue. | C751 | Conductor (AAC/AAAC) | bridging deteriorated | fatigue. | OH Conductors | [Conductor] | {damaged} | (fatigue) |  |  | 1
OH - Conductors | Conductor bridging - replace | Defects | A039 | Conductor (ACSR) bridging deteriorated - fatigue. | C809 | Conductor (ACSR) | bridging deteriorated | fatigue. | OH Conductors | [Conductor] | {damaged} | (fatigue) |  |  | 1
OH - Conductors | Conductor bridging - replace | Defects | A039 | Conductor (HDCu) bridging deteriorated - fatigue. | C780 | Conductor (HDCu) | bridging deteriorated | fatigue. | OH Conductors | [Conductor] | {damaged} | (fatigue) |  |  | 1
OH - Conductors | Conductor bridging - replace | Defects | A039 | Conductor (SCGZ or SCAC) bridging deteriorated - fatigue. | C837 | Conductor (SCGZ/SCAC) | bridging deteriorated | fatigue. | OH Conductors | [Conductor] | {damaged} | (fatigue) |  |  | 1
OH - Conductors | Conductor bridging - replace | Defects | A039 | Conductor (AAC or AAAC) insufficient clearance - previous design standard. | C740 | Conductor (AAC/AAAC) | insufficient clearance | previous design standard. | OH Conductors | [Conductor] | {out of spec} | (any reason) |  |  | 1
OH - Conductors | Conductor bridging - replace | Defects | A039 | Conductor (ACSR) insufficient clearance - previous design standard. | C799 | Conductor (ACSR) | insufficient clearance | previous design standard. | OH Conductors | [Conductor] | {out of spec} | (any reason) |  |  | 1
OH - Conductors | Conductor bridging - replace | Defects | A039 | Conductor (HDCu) insufficient clearance - previous design standard. | C772 | Conductor (HDCu) | insufficient clearance | previous design standard. | OH Conductors | [Conductor] | {out of spec} | (any reason) |  |  | 1
OH - Conductors | Conductor bridging - replace | Defects | A039 | Conductor (SCGZ or SCAC) insufficient clearance - previous design standard. | C829 | Conductor (SCGZ/SCAC) | insufficient clearance | previous design standard. | OH Conductors | [Conductor] | {out of spec} | (any reason) |  |  | 1
OH - Conductors | Conductor bridging - replace | Defects | A039 | Conductor (AAC or AAAC) insufficient clearance - wildlife. | C741 | Conductor (AAC/AAAC) | insufficient clearance | wildlife. | OH Conductors | [Conductor] | {broken} | (wildlife) |  |  | 1
OH - Conductors | Conductor bridging - replace | Defects | A039 | Conductor (ACSR) insufficient clearance - wildlife. | C800 | Conductor (ACSR) | insufficient clearance | wildlife. | OH Conductors | [Conductor] | {broken} | (wildlife) |  |  | 1
OH - Conductors | Conductor bridging - replace | Defects | A039 | Conductor (HDCu) insufficient clearance - wildlife. | C773 | Conductor (HDCu) | insufficient clearance | wildlife. | OH Conductors | [Conductor] | {broken} | (wildlife) |  |  | 1
OH - Conductors | Conductor bridging - replace | Defects | A039 | Conductor (SCGZ or SCAC) insufficient clearance - wildlife. | C830 | Conductor (SCGZ/SCAC) | insufficient clearance | wildlife. | OH Conductors | [Conductor] | {broken} | (wildlife) |  |  | 1
OH - Conductors | Conductor fittings - install | Defects | A057 | zOther cause (unknown / unlisted) - add note. | C000 | zOther | cause (unknown / unlisted) | add note. | OH Conductors | [Conductor] | {unknown} | (any reason) |  |  | 57
OH - Conductors | Conductor fittings - install | Defects | A057 | Conductor clashing - bird impact. | C898 | Conductor | clashing | bird impact. | OH Conductors | [Conductor] | {broken} | (impact) |  |  | 1
OH - Conductors | Conductor fittings - install | Defects | A057 | Conductor broken / damaged - clashing conductors. | C896 | Conductor spreader | installation reqd | clashing conductors. | OH Conductors | [Conductor] | {broken} | (clashing) |  |  | 1
OH - Conductors | Conductor fittings - install | Defects | A057 | Conductor (AAC or AAAC) broken / damaged - fatigue. | C735 | Conductor vibration dampers | installation reqd | conductor fatigue. | OH Conductors | [Conductor] | {broken} | (fatigue) |  |  | 1
OH - Conductors | Conductor fittings - install | Defects | A057 | Conductor (SCGZ or SCAC) broken / damaged - fatigue. | C824 | Conductor (SCGZ/SCAC) | broken / damaged | fatigue. | OH Conductors | [Conductor] | {broken} | (fatigue) |  |  | 2
OH - Conductors | Conductor fittings - install | Defects | A057 | Conductor (AAC or AAAC) vibration damper deteriorated - fatigue. | C746 | Conductor vibration dampers | deteriorated | fatigue. | OH Conductors | [Fitting - Attachment] | {damaged} | (fatigue) |  |  | 1
OH - Conductors | Conductor fittings - install | Defects | A057 | Conductor temporary markers missing - not installed where reqd. | B007 | Conductor temporary markers | missing | not installed where reqd. | OH Conductors | [Fitting - Indication] | {broken} | (any reason) |  |  | 1
OH - Conductors | Conductor fittings - install | Defects | A057 | Conductor tiger tails missing - not installed where reqd. | B004 | Conductor tiger tails | missing | not installed where reqd. | OH Conductors | [Fitting - Indication] | {broken} | (any reason) |  |  | 1
OH - Conductors | Conductor fittings - install | Defects | A057 | Conductor warning sphere (aircraft / watercraft) missing - not installed where reqd. | B278 | Conductor warning sphere (aircraft / watercraft) | missing | not installed where reqd. | OH Conductors | [Fitting - Indication] | {broken} | (any reason) |  |  | 1
OH - Conductors | Conductor fittings - install | Defects | A057 | Connection (live line clamp) missing - not installed where reqd. | B167 | Connection (live line clamp) | missing | not installed where reqd. | OH Conductors | [Fitting - Inline] | {out of spec} | (any reason) |  |  | 1
OH - Conductors | Conductor fittings - install | Defects | A057 | Connection (live line loop) missing - not installed where reqd. | B787 | Connection (live line loop) | missing | not installed where reqd. | OH Conductors | [Fitting - Inline] | {out of spec} | (any reason) |  |  | 1
OH - Conductors | Conductor fittings - install | Defects | A057 | Conductor (AAC or AAAC) armour rods missing - previous design standard. | C744 | Conductor armour rods (AAC/AAAC/ACSR) | installation reqd | previous design standard. | OH Conductors | [Fitting - Inline] | {out of spec} | (any reason) |  |  | 1
OH - Conductors | Conductor fittings - install | Defects | A057 | Conductor (AAC or AAAC) vibration damper missing - previous design standard. | C747 | Conductor vibration dampers | installation reqd | previous design standard. | OH Conductors | [Fitting - Attachment] | {out of spec} | (any reason) |  |  | 1
OH - Conductors | Conductor fittings - install | Defects | A057 | Conductor (HDCu) armour rods missing - previous design standard. | C774 | Conductor armour rods (HDCU) | installation reqd | previous design standard. | OH Conductors | [Fitting - Inline] | {out of spec} | (any reason) |  |  | 1
OH - Conductors | Conductor fittings - install | Defects | A057 | Conductor (SCGZ or SCAC) armour rods missing - previous design standard. | C831 | Conductor armour rods (SCGZ) | installation reqd | previous design standard. | OH Conductors | [Fitting - Inline] | {out of spec} | (any reason) |  |  | 1
OH - Conductors | Conductor fittings - install | Defects | A057 | Conductor armour rods (SCAC) installation reqd - previous design standard. | B639 | Conductor armour rods (SCAC) | installation reqd | previous design standard. | OH Conductors | [Fitting - Inline] | {out of spec} | (any reason) |  |  | 1
OH - Conductors | Conductor fittings - install | Defects | A057 | Conductor (SCGZ or SCAC) vibration damper missing - previous design standard. | C833 | Conductor (SCGZ/SCAC) | vibration damper missing | previous design standard. | OH Conductors | [Conductor] | {out of spec} | (any reason) |  |  | 1
OH - Conductors | Conductor fittings - replace | Defects | A059 | Conductor suspension clamp (CCT) broken / damaged - corrosion / deterioration. | B059 | Conductor suspension clamp (CCT) | broken / damaged | corrosion / deterioration. | [6 empty] | 1
OH - Conductors | Conductor fittings - replace | Defects | A059 | Conductor suspension clamp (HV ABC) broken / damaged - corrosion / deterioration. | B060 | Conductor suspension clamp (HV ABC) | broken / damaged | corrosion / deterioration. | [6 empty] | 1
OH - Conductors | Conductor fittings - replace | Defects | A059 | Conductor suspension clamp (LV ABC) broken / damaged - corrosion / deterioration. | B061 | Conductor suspension clamp (LV ABC) | broken / damaged | corrosion / deterioration. | [6 empty] | 1
OH - Conductors | Conductor fittings - install | Defects | A057 | Conductor spreader fire mitigation - risk reduction. | B207 | Conductor spreader | fire mitigation | risk reduction. | OH Conductors | [Fitting - Attachment] | {out of spec} | (any reason) |  |  | 1
OH - Conductors | Conductor fittings - remove | Defects | A058 | zOther cause (unknown / unlisted) - add note. | C000 | zOther | cause (unknown / unlisted) | add note. | OH Conductors | [Conductor] | {unknown} | (any reason) |  |  | 58
OH - Conductors | Conductor fittings - replace | Defects | A059 | Conductor termination (CCT) broken / damaged - corrosion / deterioration. | B056 | Conductor termination (CCT) | broken / damaged | corrosion / deterioration. | [6 empty] | 1
OH - Conductors | Conductor fittings - replace | Defects | A059 | Conductor termination (HV ABC) broken / damaged - corrosion / deterioration. | B057 | Conductor termination (HV ABC) | broken / damaged | corrosion / deterioration. | [6 empty] | 1
OH - Conductors | Conductor fittings - replace | Defects | A059 | Conductor termination (LV ABC) broken / damaged - corrosion / deterioration. | B058 | Conductor termination (LV ABC) | broken / damaged | corrosion / deterioration. | [6 empty] | 1
OH - Conductors | Conductor fittings - remove | Defects | A058 | Conductor bird diverter no longer reqd - no longer reqd. | B067 | Conductor bird diverter | no longer reqd | no longer reqd. | OH Conductors | [Fitting - Indication] | {out of spec} | (any reason) |  |  | 1
OH - Conductors | Conductor fittings - remove | Defects | A058 | Conductor temporary markers no longer reqd - temporary installation. | B008 | Conductor temporary markers | no longer reqd | temporary installation. | OH Conductors | [Fitting - Indication] | {out of spec} | (any reason) |  |  | 1
OH - Conductors | Conductor fittings - remove | Defects | A058 | Conductor tiger tails no longer reqd - temporary installation. | B005 | Conductor tiger tails | no longer reqd | temporary installation. | OH Conductors | [Fitting - Indication] | {out of spec} | (any reason) |  |  | 1
OH - Conductors | Conductor fittings - remove | Defects | A058 | Conductor warning sphere (aircraft / watercraft) no longer reqd - temporary installation. | B279 | Conductor warning sphere (aircraft / watercraft) | no longer reqd | temporary installation. | OH Conductors | [Fitting - Indication] | {out of spec} | (any reason) |  |  | 1
OH - Conductors | Conductor fittings - replace | Defects | A059 | zOther cause (unknown / unlisted) - add note. | C000 | zOther | cause (unknown / unlisted) | add note. | OH Conductors | [Conductor] | {unknown} | (any reason) |  |  | 59
OH - Conductors | Conductor fittings - replace | Defects | A059 | Conductor armour grip suspension (bare cond) broken / damaged - corrosion / deterioration. | B063 | Conductor armour grip suspension (bare cond) | broken / damaged | corrosion / deterioration. | OH Conductors | [Fitting - Inline] | {broken} | (any reason) |  |  | 1
OH - Conductors | Conductor fittings - replace | Defects | A059 | Conductor suspension clamp (bare cond) broken / damaged - corrosion / deterioration. | B062 | Conductor suspension clamp (bare cond) | broken / damaged | corrosion / deterioration. | OH Conductors | [Fitting - Inline] | {broken} | (any reason) |  |  | 1
OH - Conductors | Conductor fittings - replace | Defects | A059 | Conductor termination (bare cond.) broken / damaged - corrosion / deterioration. | B064 | Conductor termination (bare cond.) | broken / damaged | corrosion / deterioration. | OH Conductors | [Fitting - Inline] | {broken} | (any reason) |  |  | 1
OH - Conductors | Conductor fittings - replace | Defects | A059 | Connection (ampact/wedge) overheated / damaged - corrosion / deterioration. | B712 | Connection (ampact/wedge) | overheated / damaged | corrosion / deterioration. | OH Conductors | [Fitting - Inline] | {broken} | (any reason) |  |  | 1
OH - Conductors | Conductor fittings - replace | Defects | A059 | Connection (insulation piercing) overheated / damaged - corrosion / deterioration. | B016 | Connection (insulation piercing) | overheated / damaged | corrosion / deterioration. | OH Conductors | [Fitting - Inline] | {broken} | (any reason) |  |  | 1
OH - Conductors | Conductor fittings - replace | Defects | A059 | Connection (parallel groove) overheated / damaged - corrosion / deterioration. | B018 | Connection (parallel groove) | overheated / damaged | corrosion / deterioration. | OH Conductors | [Fitting - Inline] | {broken} | (any reason) |  |  | 1
OH - Conductors | Conductor fittings - replace | Defects | A059 | Connection (terminal palm) overheated / damaged - corrosion / deterioration. | B020 | Connection (terminal palm) | overheated / damaged | corrosion / deterioration. | OH Conductors | [Fitting - Inline] | {broken} | (any reason) |  |  | 1
OH - Conductors | Conductor fittings - replace | Defects | A059 | Connection (U bolt) overheated / damaged - corrosion / deterioration. | C439 | Connection (U bolt) | overheated / damaged | corrosion / deterioration. | OH Conductors | [Fitting - Inline] | {broken} | (any reason) |  |  | 1
OH - Conductors | Conductor fittings - replace | Defects | A059 | Connection palm (Al to Al) overheated / damaged - corrosion / deterioration. | B012 | Connection palm (Al to Al) | overheated / damaged | corrosion / deterioration. | OH Conductors | [Fitting - Inline] | {broken} | (any reason) |  |  | 1
OH - Conductors | Conductor fittings - replace | Defects | A059 | Connection palm (Al to Cu) overheated / damaged - corrosion / deterioration. | B014 | Connection palm (Al to Cu) | overheated / damaged | corrosion / deterioration. | OH Conductors | [Fitting - Inline] | {broken} | (any reason) |  |  | 1
OH - Conductors | Conductor fittings - replace | Defects | A059 | Connection palm (Cu to Cu) overheated / damaged - corrosion / deterioration. | B010 | Connection palm (Cu to Cu) | overheated / damaged | corrosion / deterioration. | OH Conductors | [Fitting - Inline] | {broken} | (any reason) |  |  | 1
OH - Conductors | Conductor fittings - replace | Defects | A059 | Connection (live line clamp) deteriorated - corrosion. | B169 | Connection (live line clamp) | deteriorated | corrosion. | OH Conductors | [Fitting - Inline] | {damaged} | (any reason) |  |  | 1
OH - Conductors | Conductor fittings - replace | Defects | A059 | Connection (live line loop) deteriorated - corrosion. | B789 | Connection (live line loop) | deteriorated | corrosion. | OH Conductors | [Fitting - Inline] | {damaged} | (any reason) |  |  | 1
OH - Conductors | Conductor fittings - replace | Defects | A059 | Conductor bird diverter broken / damaged - deterioration. | B066 | Conductor bird diverter | broken / damaged | deterioration. | OH Conductors | [Fitting - Indication] | {damaged} | (any reason) |  |  | 1
OH - Conductors | Conductor fittings - replace | Defects | A059 | Conductor spreader broken / damaged - deterioration. | B205 | Conductor spreader | broken / damaged | deterioration. | OH Conductors | [Fitting - Attachment] | {damaged} | (any reason) |  |  | 1
OH - Conductors | Conductor fittings - replace | Defects | A059 | Conductor temporary markers broken / damaged - deterioration. | B006 | Conductor temporary markers | broken / damaged | deterioration. | OH Conductors | [Fitting - Indication] | {damaged} | (any reason) |  |  | 1
OH - Conductors | Conductor fittings - replace | Defects | A059 | Conductor tiger tails broken / damaged - deterioration. | B003 | Conductor tiger tails | broken / damaged | deterioration. | OH Conductors | [Fitting - Indication] | {damaged} | (any reason) |  |  | 1
OH - Conductors | Conductor fittings - replace | Defects | A059 | Conductor warning sphere (aircraft / watercraft) broken / damaged - deterioration. | B277 | Conductor warning sphere (aircraft / watercraft) | broken / damaged | deterioration. | OH Conductors | [Fitting - Indication] | {damaged} | (any reason) |  |  | 1
OH - Conductors | Conductor fittings - replace | Defects | A059 | Conductor (AAC or AAAC) vibration damper deteriorated - insulation degradation. | C745 | Conductor vibration dampers | replacement reqd | deterioration. | OH Conductors | [Fitting - Attachment] | {damaged} | (any reason) |  |  | 1
OH - Conductors | Conductor fittings - replace | Defects | A059 | Conductor (AAC or AAAC) vibration damper missing - failure of attachment. | C748 | Conductor vibration dampers | replacement reqd | failure of attachment. | OH Conductors | [Fitting - Attachment] | {damaged} | (any reason) |  |  | 1
OH - Conductors | Conductor fittings - replace | Defects | A059 | Conductor (HDCu) vibration damper missing - failure of attachment. | C777 | Conductor (HDCu) | vibration damper missing | failure of attachment. | OH Conductors | [Fitting - Attachment] | {damaged} | (any reason) |  |  | 1
UG - Cables | Conduit - repair | Defects | A294 | Conduit broken / damaged - impact / deterioration. | B618 | Conduit | broken / damaged | impact / deterioration. | [6 empty] | 1
UG - Cables | Conduit - repair | Defects | A294 | Conduit loose - fittings corroded / broken. | B619 | Conduit | loose | fittings corroded / broken. | [6 empty] | 1
UG - Cables | Conduit - repair | Defects | A294 | zOther cause (unknown / unlisted) - add note. | C000 | zOther | cause (unknown / unlisted) | add note. | [6 empty] | 60
GE - Access and Fencing | Drain - repair | Defects | A067 | Bridge / drain inoperable - blocked. | C014 | Bridge / drain | inoperable | blocked. | [6 empty] | 2
GE - Access and Fencing | Drain - repair | Defects | A067 | Bridge / drain inoperable - damaged / deteriorated. | C015 | Bridge / drain | inoperable | damaged / deteriorated. | [6 empty] | 2
GE - Access and Fencing | Drain - repair | Defects | A067 | Bridge / drain inoperable - insufficient capacity. | C013 | Bridge / drain | inoperable | insufficient capacity. | [6 empty] | 2
GE - Access and Fencing | Drain - repair | Defects | A067 | zOther cause (unknown / unlisted) - add note. | C000 | zOther | cause (unknown / unlisted) | add note. | [6 empty] | 61
Earth | Earth - Remove | Defects | ERMV | Non Operational Earth Redundant | [10 empty] | 1
Earth | Earth - ABS Handle - Reconnect | Defects | EABS | Connection Faulty | [10 empty] | 2
GE - Earthing | Earth - further testing reqd | Defects | A068 | Earthing installation high resistance - further investigation reqd. | B378 | Earthing installation | high resistance | further investigation reqd. | [6 empty] | 1
GE - Earthing | Earth - further testing reqd | Defects | A068 | Earthing installation test incomplete - earth conductor inaccessible. | B832 | Earthing installation | test incomplete | earth conductor inaccessible. | [6 empty] | 1
GE - Earthing | Earth - further testing reqd | Defects | A068 | Earthing installation test incomplete - further investigation reqd. | B831 | Earthing installation | test incomplete | further investigation reqd. | [6 empty] | 1
GE - Earthing | Earth - further testing reqd | Defects | A068 | Earthing installation test incomplete - incompatible test equipment. | B833 | Earthing installation | test incomplete | incompatible test equipment. | [6 empty] | 1
GE - Earthing | Earth - further testing reqd | Defects | A068 | Earthing installation test incomplete - test equipment not available. | B834 | Earthing installation | test incomplete | test equipment not available. | [6 empty] | 1
GE - Earthing | Earth - further testing reqd | Defects | A068 | Earthing installation test incomplete - test noise. | B652 | Earthing installation | test incomplete | test noise. | [6 empty] | 1
GE - Earthing | Earth - further testing reqd | Defects | A068 | zOther cause (unknown / unlisted) - add note. | C000 | zOther | cause (unknown / unlisted) | add note. | [6 empty] | 62
Earth | Earth - Further Testing Required | Defects | EFTR | Earth Test Required | [10 empty] | 1
Earth | Earth - Further Testing Required | Defects | EFTR | High Amps | [10 empty] | 1
Earth | Earth - Further Testing Required | Defects | EFTR | Modewak Noise | [10 empty] | 1
Earth | Earth - Further Testing Required | Defects | EFTR | Tester Noise | [10 empty] | 1
Earth | Earth - HV - Upgrade | Defects | EHVU | High Readings | [10 empty] | 1
Earth | Earth - Install Known Earth | Defects | EIKE | Known Earth Unavailable | [10 empty] | 1
Earth | Earth - LV - Upgrade | Defects | ELVU | High Readings | [10 empty] | 2
Earth | Earth - Maintenance Required | Defects | EMRQ | Other - Add Note | [10 empty] | 31
Earth | Earth - Maintenance Required - Modiwark Alarm | Defects | EMRM | Inspection Reading | [10 empty] | 1
Earth | Earth - Maintenance Required - Test Noise | Defects | EMRT | Inspection Reading | [10 empty] | 2
Earth | Earth - Overhead - Reconnect | Defects | EORT | Connection Faulty | [10 empty] | 3
GE - Earthing | Earth - repair | Defects | A070 | Earth conductor insulation damaged / degraded - abrasion. | B730 | Earth conductor insulation | damaged / degraded | abrasion. | [6 empty] | 1
GE - Earthing | Earth - repair | Defects | A070 | Earth conductor insulation damaged / degraded - deterioration. | B731 | Earth conductor insulation | damaged / degraded | deterioration. | [6 empty] | 1
GE - Earthing | Earth - repair | Defects | A070 | Earth conductor insulation damaged / degraded - impact. | B729 | Earth conductor insulation | damaged / degraded | impact. | [6 empty] | 1
GE - Earthing | Earth - repair | Defects | A070 | Earth grid broken / damaged - no longer reqd. | B720 | Earth grid | broken / damaged | third party impact. | [6 empty] | 1
GE - Earthing | Earth - repair | Defects | A070 | Earth grid deteriorated - corrosion. | B719 | Earth grid | deteriorated | corrosion. | [6 empty] | 1
GE - Earthing | Earth - repair | Defects | A070 | Earth grid missing - vandalism. | B721 | Earth grid | missing | vandalism. | [6 empty] | 1
GE - Earthing | Earth - repair | Defects | A070 | Earth wire downlead / fittings loose - fittings corroded / broken. | B364 | Earth wire downlead / fittings | loose | fittings corroded / broken. | [6 empty] | 1
GE - Earthing | Earth - repair | Defects | A070 | Earth wire downlead and fittings damaged - third party impact. | B363 | Earth wire downlead / fittings | damaged | third party impact. | [6 empty] | 1
GE - Earthing | Earth - repair | Defects | A070 | Earth wire downlead and fittings damaged - vandalism. | B365 | Earth wire downlead / fittings | damaged | vandalism. | [6 empty] | 1
GE - Earthing | Earth - repair | Defects | A070 | Earthing installation (HV) high resistance - high earth loop resistance. | B882 | Earthing installation (HV) | high resistance | high earth loop resistance. | [6 empty] | 1
GE - Earthing | Earth - repair | Defects | A070 | Earthing installation (LV) high resistance - high earth loop resistance. | B883 | Earthing installation (LV) | high resistance | high earth loop resistance. | [6 empty] | 1
GE - Earthing | Earth - repair | Defects | A070 | Earthing installation high resistance - corrosion. | B377 | Earthing installation | high resistance | corrosion. | [6 empty] | 1
GE - Earthing | Earth - repair | Defects | A070 | Earthing installation high resistance - missing connection. | B376 | Earthing installation | high resistance | missing connection. | [6 empty] | 1
GE - Earthing | Earth - repair | Defects | A070 | Operating handle equipotential bond broken / damaged - deterioration. | B289 | Operating handle equipotential bond | broken / damaged | deterioration. | [6 empty] | 1
GE - Earthing | Earth - repair | Defects | A070 | zOther cause (unknown / unlisted) - add note. | C000 | zOther | cause (unknown / unlisted) | add note. | [6 empty] | 63
Earth | Earth - Repair Arrestor Connections | Defects | ESDR | Connection Faulty | [10 empty] | 4
Earth | Earth - Replace Batten | Defects | EBRE | Conductor Faulty | [10 empty] | 1
Earth | Earth - Replace Conductor | Defects | ECRE | Conductor Faulty | [10 empty] | 2
Earth | Earth - Replace with Insulated Conductor | Defects | ERIC | Uncovered Conductor | [10 empty] | 1
GE - Earthing | Earth - safe approach alarm | Defects | A297 | Earthing installation excessive current detected - add note. | B781 | Earthing installation | excessive current detected | add note. | [6 empty] | 1
GE - Earthing | Earth - safe approach alarm | Defects | A297 | Earthing installation voltage detected - safe approach alarm. | B628 | Earthing installation | voltage detected | add note. | [6 empty] | 1
GE - Earthing | Earth - safe approach alarm | Defects | A297 | zOther cause (unknown / unlisted) - add note. | C000 | zOther | cause (unknown / unlisted) | add note. | [6 empty] | 64
Earth | Earth - Tank - Reconnect | Defects | ETRT | Connection Faulty | [10 empty] | 5
Auxiliary | Earth Aerial - Replace Conductor | Defects | EARC | Conductor Faulty | [10 empty] | 3
Auxiliary | Earth Aerial - Join Wire | Defects | EAJW | Conductor Faulty | [10 empty] | 4
Earth | Earth Aerial - Replace Support Bracket | Defects | EARS | Bracket Faulty | [10 empty] | 1
Earth | Earth Aerial - Re-Saddle Earth Wire | Defects | EAEW | Fixing Faulty | [10 empty] | 1
GE - Earthing | Earth batten - replace | Defects | A071 | Pole earth wire batten broken / damaged - deterioration. | C343 | Pole earth wire batten | broken / damaged | deterioration. | [6 empty] | 1
GE - Earthing | Earth batten - replace | Defects | A071 | Pole earth wire batten broken / damaged - vandalism / impact. | C344 | Pole earth wire batten | broken / damaged | vandalism / impact. | [6 empty] | 1
GE - Earthing | Earth batten - replace | Defects | A071 | Pole earth wire batten missing - not installed where reqd. | C345 | Pole earth wire batten | missing | not installed where reqd. | [6 empty] | 1
GE - Earthing | Earth batten - replace | Defects | A071 | zOther cause (unknown / unlisted) - add note. | C000 | zOther | cause (unknown / unlisted) | add note. | [6 empty] | 65
GE - Earthing | Earth conductor - replace | Defects | A072 | Earth conductor insulation damaged / degraded - abrasion. | B730 | Earth conductor insulation | damaged / degraded | abrasion. | [6 empty] | 2
GE - Earthing | Earth conductor - replace | Defects | A072 | Earth conductor insulation damaged / degraded - deterioration. | B731 | Earth conductor insulation | damaged / degraded | deterioration. | [6 empty] | 2
GE - Earthing | Earth conductor - replace | Defects | A072 | Earth conductor insulation damaged / degraded - impact. | B729 | Earth conductor insulation | damaged / degraded | impact. | [6 empty] | 2
GE - Earthing | Earth conductor - replace | Defects | A072 | Earth conductor insulation missing - previous design standard. | B728 | Earth conductor insulation | missing | previous design standard. | [6 empty] | 1
GE - Earthing | Earth conductor - replace | Defects | A072 | Earth wire downlead / fittings incorrect size - previous design standard. | B860 | Earth wire downlead / fittings | incorrect size | previous design standard. | [6 empty] | 1
GE - Earthing | Earth conductor - replace | Defects | A072 | Earth wire downlead and fittings damaged / missing - deterioration. | B367 | Earth wire downlead / fittings | broken / damaged | deterioration. | [6 empty] | 1
GE - Earthing | Earth conductor - replace | Defects | A072 | Earth wire downlead and fittings damaged / missing - third party impact. | B366 | Earth wire downlead / fittings | broken / damaged | third party impact. | [6 empty] | 1
GE - Earthing | Earth conductor - replace | Defects | A072 | Earth wire downlead and fittings damaged / missing - vandalism. | B368 | Earth wire downlead / fittings | missing | vandalism. | [6 empty] | 1
GE - Earthing | Earth conductor - replace | Defects | A072 | Earthing installation high resistance - missing earthing conductors. | B375 | Earthing installation | high resistance | missing earthing conductors. | [6 empty] | 1
GE - Earthing | Earth conductor - replace | Defects | A072 | zOther cause (unknown / unlisted) - add note. | C000 | zOther | cause (unknown / unlisted) | add note. | [6 empty] | 66
GE - Earthing | Earth connection - replace | Defects | A073 | Earthing / neutral bar defective - corrosion. | B370 | Earthing / neutral bar | defective | corrosion. | [6 empty] | 1
GE - Earthing | Earth connection - replace | Defects | A073 | Earthing / neutral bar defective - loose connection. | B369 | Earthing / neutral bar | defective | loose connection. | [6 empty] | 1
GE - Earthing | Earth connection - replace | Defects | A073 | Earthing installation high resistance - defective connection. | B374 | Earthing installation | high resistance | defective connection. | [6 empty] | 1
GE - Earthing | Earth connection - replace | Defects | A073 | Earthing installation high resistance - missing connection. | B376 | Earthing installation | high resistance | missing connection. | [6 empty] | 2
GE - Earthing | Earth connection - replace | Defects | A073 | zOther cause (unknown / unlisted) - add note. | C000 | zOther | cause (unknown / unlisted) | add note. | [6 empty] | 67
GE - Earthing | Earth equipotential bond - replace | Defects | A074 | Earthing equipotential bond damaged / missing - deterioration. | B372 | Earthing equipotential bond | damaged / missing | deterioration. | [6 empty] | 1
GE - Earthing | Earth equipotential bond - replace | Defects | A074 | Earthing equipotential bond damaged / missing - third party impact. | B371 | Earthing equipotential bond | damaged / missing | third party impact. | [6 empty] | 1
GE - Earthing | Earth equipotential bond - replace | Defects | A074 | Earthing equipotential bond damaged / missing - vandalism. | B373 | Earthing equipotential bond | damaged / missing | vandalism. | [6 empty] | 1
GE - Earthing | Earth equipotential bond - replace | Defects | A074 | zOther cause (unknown / unlisted) - add note. | C000 | zOther | cause (unknown / unlisted) | add note. | [6 empty] | 68
GE - Indication (EFI / MDI) | Earth Fault Indicator - replace | Defects | A075 | Earth Fault Indicator damaged / inoperable - CT damaged. | B338 | Earth Fault Indicator | damaged / inoperable | CT damaged. | [6 empty] | 1
GE - Indication (EFI / MDI) | Earth Fault Indicator - replace | Defects | A075 | Earth Fault Indicator damaged / inoperable - housing damaged. | B339 | Earth Fault Indicator | damaged / inoperable | housing damaged. | [6 empty] | 1
GE - Indication (EFI / MDI) | Earth Fault Indicator - replace | Defects | A075 | Earth Fault Indicator damaged / inoperable - loose mounting. | B335 | Earth Fault Indicator | damaged / inoperable | loose mounting. | [6 empty] | 1
GE - Indication (EFI / MDI) | Earth Fault Indicator - replace | Defects | A075 | Earth Fault Indicator damaged / inoperable - non compliant installation. | B334 | Earth Fault Indicator | damaged / inoperable | non compliant installation. | [6 empty] | 1
GE - Indication (EFI / MDI) | Earth Fault Indicator - replace | Defects | A075 | Earth Fault Indicator damaged / inoperable - relay malfunction. | B336 | Earth Fault Indicator | damaged / inoperable | relay malfunction. | [6 empty] | 1
GE - Indication (EFI / MDI) | Earth Fault Indicator - replace | Defects | A075 | Earth Fault Indicator damaged / inoperable - wiring damaged. | B337 | Earth Fault Indicator | damaged / inoperable | wiring damaged. | [6 empty] | 1
GE - Indication (EFI / MDI) | Earth Fault Indicator - replace | Defects | A075 | zOther cause (unknown / unlisted) - add note. | C000 | zOther | cause (unknown / unlisted) | add note. | [6 empty] | 69
GE - Earthing | Earth install required - design assessment | Defects | A369 | high resistance (MEN) single earth | B890 | Earthing installation (LV) | High resistance (MEN) | Single earthing system | [6 empty] | 1
Earth | Earth Mat - Install | Defects | EMIL | Earth Mat Required | [10 empty] | 2
Earth | Earth Mat - Join Earth Wire | Defects | EMJW | Conductor Faulty | [10 empty] | 5
GE - Indication (EFI / MDI) | Earth mat - replace | Defects | A134 | Earth mat broken / damaged - corrosion / deterioration. | B290 | Earth mat | broken / damaged | corrosion / deterioration. | [6 empty] | 1
GE - Indication (EFI / MDI) | Earth mat - replace | Defects | A134 | zOther cause (unknown / unlisted) - add note. | C000 | zOther | cause (unknown / unlisted) | add note. | [6 empty] | 70
Earth | Earth Mat - Upgrade Earth | Defects | EMUE | Earth Mat Faulty | [10 empty] | 1
Earth | Earth Wire - Join | Defects | EWJN | Conductor Faulty | [10 empty] | 6
Earth | Earth Wire - Re-Saddle | Defects | EWRS | Conductor Faulty | [10 empty] | 7
Auxiliary | Equipment Maintenance Req. | Defects | AEMR | Other - Add Note | [10 empty] | 32
GE - Earthing | Equipotential Bond - Remove | Defects | A370 | high resistance (MEN) combined earth | B891 | Earthing installation | High resistance (MEN) | Combined earthing system | [6 empty] | 1
Auxiliary | Fence - Repair | Defects | AFRR | Fence Damaged | [10 empty] | 1
GE - Access and Fencing | Fence - repair | Defects | A076 | Fence broken / damaged - deterioration. | B494 | Fence | broken / damaged | deterioration. | [6 empty] | 1
GE - Access and Fencing | Fence - repair | Defects | A076 | Fence broken / damaged - vandalism / impact. | B495 | Fence | broken / damaged | vandalism / impact. | [6 empty] | 1
GE - Access and Fencing | Fence - repair | Defects | A076 | Fence broken / damaged - vegetation. | B496 | Fence | broken / damaged | vegetation. | [6 empty] | 1
GE - Access and Fencing | Fence - repair | Defects | A076 | zOther cause (unknown / unlisted) - add note. | C000 | zOther | cause (unknown / unlisted) | add note. | [6 empty] | 71
GE - Access and Fencing | Fence earthing - repair | Defects | A077 | Fence earth grid connection broken / damaged - deterioration. | B287 | Fence earth grid connection | broken / damaged | deterioration. | [6 empty] | 1
GE - Access and Fencing | Fence earthing - repair | Defects | A077 | Fence earth grid connection missing - not installed where reqd. | B288 | Fence earth grid connection | missing | not installed where reqd. | [6 empty] | 1
GE - Access and Fencing | Fence earthing - repair | Defects | A077 | Fence equipotential bond broken / damaged - deterioration. | B285 | Fence equipotential bond | broken / damaged | deterioration. | [6 empty] | 1
GE - Access and Fencing | Fence earthing - repair | Defects | A077 | Fence equipotential bond missing - not installed where reqd. | B286 | Fence equipotential bond | missing | not installed where reqd. | [6 empty] | 1
GE - Access and Fencing | Fence earthing - repair | Defects | A077 | zOther cause (unknown / unlisted) - add note. | C000 | zOther | cause (unknown / unlisted) | add note. | [6 empty] | 72
Auxiliary | Fibre Attachment Defective | Defects | AFAD | Other - Add Note | [10 empty] | 33
Switch | Fuse - EDO Fuse Programmed Replacement | Defects | WEDO | Networks Capital Project |  |  |  |  | OH Links Switches and Fuses | [5 empty] | 3
Switch | Fuse - Maintain | Defects | WFUM | Fuses Faulty |  |  |  |  | OH Links Switches and Fuses | [5 empty] | 1
Switch | Fuse - Remove | Defects | WFUR | Fuses Faulty |  |  |  |  | OH Links Switches and Fuses | [5 empty] | 2
Switch | Fuse - Remove Foreign Object | Defects | WFRF | Fuses Faulty |  |  |  |  | OH Links Switches and Fuses | [5 empty] | 3
Switch | Fuse - Replace Connections | Defects | WFRC | Fuses Faulty |  |  |  |  | OH Links Switches and Fuses | [5 empty] | 4
Switch | Fuse - Replace Element/Cartridge | Defects | WFRE | Fuses Faulty |  |  |  |  | OH Links Switches and Fuses | [5 empty] | 5
Switch | Fuse - Replace Fuse | Defects | WFRU | Fuses Faulty |  |  |  |  | OH Links Switches and Fuses | [5 empty] | 6
Switch | Gas Switch - Install Actuator | Defects | GSAC | Locking Mechanism Required |  |  |  |  | OH Links Switches and Fuses | [5 empty] | 1
Switch | Gas Switch - Replace - Buck Arm Mount | Defects | GSBA | Gas Switch Faulty |  |  |  |  | OH Links Switches and Fuses | [5 empty] | 1
Switch | Gas Switch - Replace - Pole Top Mount | Defects | GSPT | Gas Switch Faulty |  |  |  |  | OH Links Switches and Fuses | [5 empty] | 2
Switch | Gas Switch - Replace Connections | Defects | GSRC | Gas Switch Faulty |  |  |  |  | OH Links Switches and Fuses | [5 empty] | 3
Switch | Gas Switch - Replace L Bracket | Defects | GSRB | L Bracket Not Chamfered |  |  |  |  | OH Links Switches and Fuses | [5 empty] | 1
Auxiliary | Gate - Install | Defects | AGIL | No Access | [10 empty] | 2
GE - Access and Fencing | Gate - install | Defects | A078 | Asset access obstructed - fences / garden changes. | B562 | Asset access | obstructed | fences / garden changes. | [6 empty] | 2
GE - Access and Fencing | Gate - install | Defects | A078 | Gate missing - not installed where reqd. | B503 | Gate | missing | not installed where reqd. | [6 empty] | 1
GE - Access and Fencing | Gate - install | Defects | A078 | Gate missing - vandalism. | B504 | Gate | missing | vandalism. | [6 empty] | 1
GE - Access and Fencing | Gate - install | Defects | A078 | zOther cause (unknown / unlisted) - add note. | C000 | zOther | cause (unknown / unlisted) | add note. | [6 empty] | 73
Auxiliary | Gate - Repair | Defects | AGRR | Gate Faulty | [10 empty] | 1
GE - Access and Fencing | Gate - repair | Defects | A079 | Gate broken / damaged - deterioration. | B501 | Gate | broken / damaged | deterioration. | [6 empty] | 1
GE - Access and Fencing | Gate - repair | Defects | A079 | Gate broken / damaged - vandalism. | B502 | Gate | broken / damaged | vandalism. | [6 empty] | 1
GE - Access and Fencing | Gate - repair | Defects | A079 | Gate damaged - bushfire. | B505 | Gate | damaged | bushfire. | [6 empty] | 1
GE - Access and Fencing | Gate - repair | Defects | A079 | zOther cause (unknown / unlisted) - add note. | C000 | zOther | cause (unknown / unlisted) | add note. | [6 empty] | 74
Guy | Guy - Install | Defects | GGIL | HV Insufficent Ground Clearance | [10 empty] | 7
Guy | Guy - Install | Defects | GGIL | LV Insufficent Ground Clearance | [10 empty] | 7
Guy | Guy - Install Goal Posts | Defects | GIGP | Guy protection required | [10 empty] | 1
Guy | Guy - Programmed Replacement | Defects | GPGR | Networks Capital Project | [10 empty] | 4
Guy | Guy - Remove | Defects | GRVE | Guy Faulty | [10 empty] | 1
Guy | Guy - Repair/Refit | Defects | GGRR | HV Insufficent Ground Clearance | [10 empty] | 8
Guy | Guy - Repair/Refit | Defects | GGRR | LV Insufficent Ground Clearance | [10 empty] | 8
Guy | Guy - Replace | Defects | GRPE | Guy Faulty | [10 empty] | 2
Guy | Guy - Replace | Defects | GRPE | Pole Leaning | [10 empty] | 3
Guy | Guy - Replace Anchor | Defects | GRAR | Guy Faulty | [10 empty] | 3
Guy | Guy - Replace Dead-End | Defects | GRDE | Guy Faulty | [10 empty] | 4
Guy | Guy - Replace Goal Post | Defects | GRGP | Guy Faulty | [10 empty] | 5
Guy | Guy - Replace Guy Guard | Defects | GRGG | Guy Faulty | [10 empty] | 6
Guy | Guy - Replace Side-Walk Strut | Defects | GRSS | Guy Faulty | [10 empty] | 7
Guy | Guy - Replace/Reposition Insulator | Defects | GRRI | Guy Faulty | [10 empty] | 8
Guy | Guy - Retension | Defects | GRTN | Guy Faulty | [10 empty] | 9
Guy | Guy - Retension | Defects | GRTN | Pole Leaning | [10 empty] | 4
Guy | Guy - Wrap with Barb Wire | Defects | GWBW | Guy Faulty | [10 empty] | 10
Vegetation Information Management System | Herbicide - Follow-up Spray | Defects | VHFS | Other - Add Note | [10 empty] | 34
Vegetation Information Management System | Herbicide - Initial Spray | Defects | VHIS | Other - Add Note | [10 empty] | 35
Vegetation Information Management System | Herbicide - Stem Inject | Defects | VHSI | Other - Add Note | [10 empty] | 36
GE - Access and Fencing | Inspection - bypass pole | Defects | A080 | Asset access not available / denied - customer refusal. | B557 | Asset access | not available / denied | customer refusal. | [6 empty] | 2
GE - Access and Fencing | Inspection - bypass pole | Defects | A080 | Asset access not available / denied - seasonal crops. | B556 | Asset access | not available / denied | seasonal crops. | [6 empty] | 2
GE - Access and Fencing | Inspection - bypass pole | Defects | A080 | Asset access obstructed - building / structure. | B561 | Asset access | obstructed | building / structure. | [6 empty] | 2
GE - Access and Fencing | Inspection - bypass pole | Defects | A080 | Asset access obstructed - crop netting. | B558 | Asset access | obstructed | crop netting. | [6 empty] | 2
GE - Access and Fencing | Inspection - bypass pole | Defects | A080 | Asset access obstructed - fences / garden changes. | B562 | Asset access | obstructed | fences / garden changes. | [6 empty] | 3
GE - Access and Fencing | Inspection - bypass pole | Defects | A080 | Asset access obstructed - vegetation. | B559 | Asset access | obstructed | vegetation. | [6 empty] | 2
GE - Access and Fencing | Inspection - bypass pole | Defects | A080 | Asset access obstructed - wind / storm debris (non veg). | B560 | Asset access | obstructed | wind / storm debris (non veg). | [6 empty] | 2
GE - Access and Fencing | Inspection - bypass pole | Defects | A080 | Asset inspection obstructed - concrete around pole. | B707 | Asset inspection | obstructed | concrete around pole. | [6 empty] | 2
GE - Access and Fencing | Inspection - bypass pole | Defects | A080 | Bridge / drain inoperable - blocked. | C014 | Bridge / drain | inoperable | blocked. | [6 empty] | 3
GE - Access and Fencing | Inspection - bypass pole | Defects | A080 | Bridge / drain inoperable - damaged / deteriorated. | C015 | Bridge / drain | inoperable | damaged / deteriorated. | [6 empty] | 3
GE - Access and Fencing | Inspection - bypass pole | Defects | A080 | Bridge / drain inoperable - insufficient capacity. | C013 | Bridge / drain | inoperable | insufficient capacity. | [6 empty] | 3
GE - Access and Fencing | Inspection - bypass pole | Defects | A080 | Road / track obstructed - flood. | C462 | Road / track | obstructed | flood / wet conditions. | [6 empty] | 1
GE - Access and Fencing | Inspection - bypass pole | Defects | A080 | Road / track obstructed - illegal dumping or construction. | C458 | Road / track | obstructed | illegal dumping or construction. | [6 empty] | 1
GE - Access and Fencing | Inspection - bypass pole | Defects | A080 | Road / track obstructed - landslide / erosion. | C459 | Road / track | obstructed | landslide / erosion. | [6 empty] | 1
GE - Access and Fencing | Inspection - bypass pole | Defects | A080 | Road / track obstructed - vegetation. | C460 | Road / track | obstructed | vegetation. | [6 empty] | 1
GE - Access and Fencing | Inspection - bypass pole | Defects | A080 | Road / track obstructed - wind / storm debris (non veg). | C461 | Road / track | obstructed | wind / storm debris (non veg). | [6 empty] | 1
GE - Access and Fencing | Inspection - bypass pole | Defects | A080 | zOther cause (unknown / unlisted) - add note. | C000 | zOther | cause (unknown / unlisted) | add note. | [6 empty] | 75
Lighting | Light Not Working | Defects | LLNW | Bulk Replacement Audit | [10 empty] | 1
Lighting | Lighting - Bulk Lamp Upgrade Program | Defects | LBUP | Networks Capital Project | [10 empty] | 5
Lighting | Lighting - Bulk Lamp Upgrade Program | Defects | LBUP | Streetlight Upgrade Program | [10 empty] | 1
Lighting | Lighting - Bulk Luminaire Upgrade Program | Defects | LBUR | Streetlight Upgrade Program | [10 empty] | 2
Lighting | Lighting - Change Luminaire | Defects | LLUR | Other - Add Note | [10 empty] | 37
Lighting | Lighting - Change Luminaire | Defects | LLUR | Task Returned to Contractor | [10 empty] | 1
Lighting | Lighting - Data Correction | Defects | LDAT | Add Data | [10 empty] | 1
Lighting | Lighting - Data Correction | Defects | LDAT | Remove Data | [10 empty] | 1
Lighting | Lighting - De-energise Luminaire | Defects | LDEN | Other - Add Note | [10 empty] | 38
Lighting | Lighting - Energise Luminaire | Defects | LENE | Other - Add Note | [10 empty] | 39
Lighting | Lighting - Fit Glare Shield | Defects | LFGS | Glare Shields Required | [10 empty] | 1
Lighting | Lighting - Fit Wire Guard | Defects | LFWG | Wire Guard Required | [10 empty] | 1
Lighting | Lighting - Install Fuse Assembly | Defects | LIFA | Streetlight Upgrade Program | [10 empty] | 3
Lighting | Lighting - Investigation Only | Defects | LINV | Lantern Operating | [10 empty] | 1
Lighting | Lighting - Minor Maintenance | Defects | LMRQ | Other - Add Note | [10 empty] | 40
Lighting | Lighting - Minor Maintenance | Defects | LMRQ | Returned to Contractor | [10 empty] | 1
Lighting | Lighting - Minor Maintenance | Defects | LMRQ | Task Returned to Contractor | [10 empty] | 2
Lighting | Lighting - Remove Luminaire | Defects | LMSL | Obsolete | [10 empty] | 1
Lighting | Lighting - Replace Fuse | Defects | LRFS | Luminaire / Control Box Faulty | [10 empty] | 1
Lighting | Lighting - Replace HW PE Cell | Defects | LRHP | Streetlight Upgrade Program | [10 empty] | 4
Lighting | Lighting - Replace Wiring | Defects | LRWG | Wiring Faulty | [10 empty] | 1
Lighting | Lighting - Standard Maintenance | Defects | LPLP | Lamp Faulty | [10 empty] | 1
Lighting | Lighting - Standard Maintenance | Defects | LPLP | Returned to Contractor | [10 empty] | 2
Lighting | Lighting - Standard Maintenance | Defects | LPLP | Task Returned to Contractor | [10 empty] | 3
Lighting | Lighting - Standard Maintenance(redundant) | Defects | LLPR | Other - Add Note | [10 empty] | 41
GE - Indication (EFI / MDI) | Line Fault Indicator - repair | Defects | A330 | Line fault indicator battery failure end of life. | B878 | Line fault indicator | battery failure | end of life. | [6 empty] | 1
GE - Indication (EFI / MDI) | Line Fault Indicator - repair | Defects | A330 | Line fault indicator comms failure end of life. | B879 | Line fault indicator | comms failure | end of life. | [6 empty] | 1
GE - Indication (EFI / MDI) | Line Fault Indicator - repair | Defects | A330 | zOther cause (unknown / unlisted) - add note. | C000 | zOther | cause (unknown / unlisted) | add note. | [6 empty] | 76
GE - Indication (EFI / MDI) | Line Fault Indicator - replace | Defects | A085 | Line fault indicator inoperable - damaged / deteriorated. | C005 | Line fault indicator | inoperable | damaged / deteriorated. | [6 empty] | 1
GE - Indication (EFI / MDI) | Line Fault Indicator - replace | Defects | A085 | zOther cause (unknown / unlisted) - add note. | C000 | zOther | cause (unknown / unlisted) | add note. | [6 empty] | 77
Switch | Links - Maintain | Defects | WLKM | Links Faulty |  |  |  |  | OH Links Switches and Fuses | [5 empty] | 1
Switch | Links - Remove | Defects | WLKR | Links Faulty |  |  |  |  | OH Links Switches and Fuses | [5 empty] | 2
Switch | Links - Remove Foreign Object | Defects | WLRF | Links Faulty |  |  |  |  | OH Links Switches and Fuses | [5 empty] | 3
Switch | Links - Replace | Defects | WLRP | Links Faulty |  |  |  |  | OH Links Switches and Fuses | [5 empty] | 4
Switch | Links - Replace Connections | Defects | WLRC | Links Faulty |  |  |  |  | OH Links Switches and Fuses | [5 empty] | 5
OH - Load Break Switches | Load Break Switch - remove foreign objects | Defects | A312 | Load break switch foreign objects attached - weather / vandalism etc. | B813 | Load break switch | foreign objects attached | weather / fauna / vandalism etc. | OH Links Switches and Fuses | [5 empty] | 1
OH - Load Break Switches | Load Break Switch - remove foreign objects | Defects | A312 | zOther cause (unknown / unlisted) - add note. | C000 | zOther | cause (unknown / unlisted) | add note. | OH Links Switches and Fuses | [5 empty] | 78
OH - Load Break Switches | Load break switch - repair | Defects | A088 | Load break switch VT broken / damaged - flashover / fault current. | C003 | Load break switch VT | broken / damaged | flashover / fault current. | OH Links Switches and Fuses | [5 empty] | 1
OH - Load Break Switches | Load break switch - repair | Defects | A088 | Load break switch VT shorted turns - insulation degradation. | C004 | Load break switch VT | shorted turns | insulation degradation. | OH Links Switches and Fuses | [5 empty] | 1
OH - Load Break Switches | Load break switch - repair | Defects | A088 | Load break switch battery does not hold charge - end of life. | B566 | Load break switch battery | does not hold charge | end of life. | OH Links Switches and Fuses | [5 empty] | 1
OH - Load Break Switches | Load break switch - repair | Defects | A088 | Load break switch broken / damaged - corrosion. | B243 | Load break switch | broken / damaged | corrosion. | OH Links Switches and Fuses | [5 empty] | 1
OH - Load Break Switches | Load break switch - repair | Defects | A088 | Load break switch broken / damaged - deteriorated seal. | B241 | Load break switch | broken / damaged | deteriorated seal. | OH Links Switches and Fuses | [5 empty] | 1
OH - Load Break Switches | Load break switch - repair | Defects | A088 | Load break switch comms aerial damaged / broken - rust / vermin. | B569 | Load break switch comms | aerial damaged / broken | rust / vermin. | OH Links Switches and Fuses | [5 empty] | 1
OH - Load Break Switches | Load break switch - repair | Defects | A088 | Load break switch comms modem inoperable - electronics failure. | B567 | Load break switch comms | modem inoperable | electronics failure. | OH Links Switches and Fuses | [5 empty] | 1
OH - Load Break Switches | Load break switch - repair | Defects | A088 | Load break switch comms wiring open circuit - impact / deterioration. | B568 | Load break switch comms | wiring open circuit | impact / deterioration. | OH Links Switches and Fuses | [5 empty] | 1
OH - Load Break Switches | Load break switch - repair | Defects | A088 | Load break switch control cabinet broken / damaged - corrosion. | B572 | Load break switch control cabinet | broken / damaged | corrosion. | OH Links Switches and Fuses | [5 empty] | 1
OH - Load Break Switches | Load break switch - repair | Defects | A088 | Load break switch control cabinet broken / damaged - locking mech failure. | B570 | Load break switch control cabinet | broken / damaged | locking mech failure. | OH Links Switches and Fuses | [5 empty] | 1
OH - Load Break Switches | Load break switch - repair | Defects | A088 | Load break switch control cabinet broken / damaged - moisture or dust ingress. | B573 | Load break switch control cabinet | broken / damaged | moisture or dust ingress. | OH Links Switches and Fuses | [5 empty] | 1
OH - Load Break Switches | Load break switch - repair | Defects | A088 | Load break switch control cabinet broken / damaged - vermin ingress. | B571 | Load break switch control cabinet | broken / damaged | vermin ingress. | OH Links Switches and Fuses | [5 empty] | 1
OH - Load Break Switches | Load break switch - repair | Defects | A088 | Load break switch mounting broken / damaged - corrosion. | B586 | Load break switch mounting | broken / damaged | corrosion. | OH Links Switches and Fuses | [5 empty] | 1
OH - Load Break Switches | Load break switch - repair | Defects | A088 | Load break switch mounting loose attachment to pole - wood shrinkage / loose king bolt. | B585 | Load break switch mounting | loose attachment to pole | wood shrinkage / loose king bolt. | OH Links Switches and Fuses | [5 empty] | 1
OH - Load Break Switches | Load break switch - repair | Defects | A088 | Load break switch operating mechanism broken / damaged - third party impact. | B245 | Load break switch operating mechanism | broken / damaged | third party impact. | OH Links Switches and Fuses | [5 empty] | 1
OH - Load Break Switches | Load break switch - repair | Defects | A088 | Load break switch operating mechanism drive rod deteriorated - insulation degradation. | B247 | Load break switch operating mechanism | drive rod deteriorated | insulation degradation. | OH Links Switches and Fuses | [5 empty] | 1
OH - Load Break Switches | Load break switch - repair | Defects | A088 | Load break switch operating mechanism misaligned - out of adjustment. | B246 | Load break switch operating mechanism | misaligned | out of adjustment. | OH Links Switches and Fuses | [5 empty] | 1
OH - Load Break Switches | Load break switch - repair | Defects | A088 | Load break switch umbilical lead open circuit - faulty connection. | CC01 | Load break switch umbilical lead | open circuit | faulty connection. | OH Links Switches and Fuses | [5 empty] | 1
OH - Load Break Switches | Load break switch - repair | Defects | A088 | zOther cause (unknown / unlisted) - add note. | C000 | zOther | cause (unknown / unlisted) | add note. | OH Links Switches and Fuses | [5 empty] | 79
Switch | Load Break Switch - Repair | Defects | LBSR | Mid pole actuator out of adjustment |  |  |  |  | OH Links Switches and Fuses | [5 empty] | 1
OH - Load Break Switches | Load break switch - replace | Defects | A089 | Load break switch VT broken / damaged - flashover / fault current. | C003 | Load break switch VT | broken / damaged | flashover / fault current. | OH Links Switches and Fuses | [5 empty] | 2
OH - Load Break Switches | Load break switch - replace | Defects | A089 | Load break switch VT shorted turns - insulation degradation. | C004 | Load break switch VT | shorted turns | insulation degradation. | OH Links Switches and Fuses | [5 empty] | 2
OH - Load Break Switches | Load break switch - replace | Defects | A089 | Load break switch broken / damaged - corrosion. | B243 | Load break switch | broken / damaged | corrosion. | OH Links Switches and Fuses | [5 empty] | 2
OH - Load Break Switches | Load break switch - replace | Defects | A089 | Load break switch broken / damaged - deteriorated seal. | B241 | Load break switch | broken / damaged | deteriorated seal. | OH Links Switches and Fuses | [5 empty] | 2
OH - Load Break Switches | Load break switch - replace | Defects | A089 | Load break switch broken / damaged - third party impact. | B242 | Load break switch | broken / damaged | third party impact. | OH Links Switches and Fuses | [5 empty] | 1
OH - Load Break Switches | Load break switch - replace | Defects | A089 | Load break switch bushing broken / damaged - lightning. | B574 | Load break switch bushing | broken / damaged | lightning. | OH Links Switches and Fuses | [5 empty] | 1
OH - Load Break Switches | Load break switch - replace | Defects | A089 | Load break switch bushing broken / damaged - mechanical overload. | B575 | Load break switch bushing | broken / damaged | mechanical overload. | OH Links Switches and Fuses | [5 empty] | 1
OH - Load Break Switches | Load break switch - replace | Defects | A089 | Load break switch bushing broken / damaged - secondary failure. | B581 | Load break switch bushing | broken / damaged | secondary failure. | OH Links Switches and Fuses | [5 empty] | 1
OH - Load Break Switches | Load break switch - replace | Defects | A089 | Load break switch bushing broken / damaged - vandalism. | B576 | Load break switch bushing | broken / damaged | vandalism. | OH Links Switches and Fuses | [5 empty] | 1
OH - Load Break Switches | Load break switch - replace | Defects | A089 | Load break switch bushing broken / damaged - vegetation fallen from outside corridor. | B577 | Load break switch bushing | broken / damaged | vegetation fallen from outside corridor. | OH Links Switches and Fuses | [5 empty] | 1
OH - Load Break Switches | Load break switch - replace | Defects | A089 | Load break switch bushing broken / damaged - vegetation fallen from within corridor. | B578 | Load break switch bushing | broken / damaged | vegetation fallen from within corridor. | OH Links Switches and Fuses | [5 empty] | 1
OH - Load Break Switches | Load break switch - replace | Defects | A089 | Load break switch bushing broken / damaged - wildlife. | B579 | Load break switch bushing | broken / damaged | wildlife. | OH Links Switches and Fuses | [5 empty] | 1
OH - Load Break Switches | Load break switch - replace | Defects | A089 | Load break switch bushing broken / damaged - wind / storm debris (non veg). | B580 | Load break switch bushing | broken / damaged | wind / storm debris (non veg). | OH Links Switches and Fuses | [5 empty] | 1
OH - Load Break Switches | Load break switch - replace | Defects | A089 | Load break switch bushing tracking - deterioration. | B584 | Load break switch bushing | tracking | deterioration. | OH Links Switches and Fuses | [5 empty] | 1
OH - Load Break Switches | Load break switch - replace | Defects | A089 | Load break switch bushing tracking - surface contamination. | B583 | Load break switch bushing | tracking | surface contamination. | OH Links Switches and Fuses | [5 empty] | 1
OH - Load Break Switches | Load break switch - replace | Defects | A089 | Load break switch fails to operate - closing circuit failure. | C656 | Load break switch | fails to operate | closing circuit failure. | OH Links Switches and Fuses | [5 empty] | 1
OH - Load Break Switches | Load break switch - replace | Defects | A089 | Load break switch fails to operate - opening circuit failure. | C655 | Load break switch | fails to operate | opening circuit failure. | OH Links Switches and Fuses | [5 empty] | 1
OH - Load Break Switches | Load break switch - replace | Defects | A089 | Load break switch low gas pressure - damaged or leaking seal. | C647 | Load break switch | low gas pressure | damaged or leaking seal. | OH Links Switches and Fuses | [5 empty] | 1
OH - Load Break Switches | Load break switch - replace | Defects | A089 | Load break switch main contacts damaged / worn - arcing. | C657 | Load break switch main contacts | damaged / worn | arcing. | OH Links Switches and Fuses | [5 empty] | 1
OH - Load Break Switches | Load break switch - replace | Defects | A089 | Load break switch oil leaking - deteriorated seal or valve. | B244 | Load break switch oil | leaking | deteriorated seal or valve. | OH Links Switches and Fuses | [5 empty] | 1
OH - Load Break Switches | Load break switch - replace | Defects | A089 | Load break switch trip mechanism slow operation - wear. | B248 | Load break switch trip mechanism | slow operation | wear. | OH Links Switches and Fuses | [5 empty] | 1
OH - Load Break Switches | Load break switch - replace | Defects | A089 | Load break switch vacuum interrupter fails to extinguish arc - end of interrupter life. | CC02 | Load break switch vacuum interrupter | fails to extinguish arc | end of interrupter life. | OH Links Switches and Fuses | [5 empty] | 1
OH - Load Break Switches | Load break switch - replace | Defects | A089 | zOther cause (unknown / unlisted) - add note. | C000 | zOther | cause (unknown / unlisted) | add note. | OH Links Switches and Fuses | [5 empty] | 80
OH - Load Break Switches | Load break switch arrestor - repair | Defects | A092 | HV lightning arrestor loss of earth connection - cut away and not repaired. | B539 | HV lightning arrestor | loss of earth connection | cut away and not repaired. | OH Links Switches and Fuses | [5 empty] | 1
OH - Load Break Switches | Load break switch arrestor - repair | Defects | A092 | HV lightning arrestor loss of earth connection - deterioration. | B538 | HV lightning arrestor | loss of earth connection | deterioration. | OH Links Switches and Fuses | [5 empty] | 1
OH - Load Break Switches | Load break switch arrestor - repair | Defects | A092 | HV lightning arrestor shorted (externally) - wildlife. | B541 | HV lightning arrestor | shorted (externally) | wildlife. | OH Links Switches and Fuses | [5 empty] | 1
OH - Load Break Switches | Load break switch arrestor - repair | Defects | A092 | zOther cause (unknown / unlisted) - add note. | C000 | zOther | cause (unknown / unlisted) | add note. | OH Links Switches and Fuses | [5 empty] | 81
OH - Load Break Switches | Load break switch arrestor - replace | Defects | A093 | HV lightning arrestor broken / damaged - deterioration. | B537 | HV lightning arrestor | broken / damaged | deterioration. | OH Links Switches and Fuses | [5 empty] | 1
OH - Load Break Switches | Load break switch arrestor - replace | Defects | A093 | HV lightning arrestor ruptured - lightning. | B540 | HV lightning arrestor | ruptured | lightning. | OH Links Switches and Fuses | [5 empty] | 1
OH - Load Break Switches | Load break switch arrestor - replace | Defects | A093 | HV lightning arrestor shorted (externally) - wildlife. | B541 | HV lightning arrestor | shorted (externally) | wildlife. | OH Links Switches and Fuses | [5 empty] | 2
OH - Load Break Switches | Load break switch arrestor - replace | Defects | A093 | HV lightning arrestor tracking - deterioration. | B543 | HV lightning arrestor | tracking | deterioration. | OH Links Switches and Fuses | [5 empty] | 1
OH - Load Break Switches | Load break switch arrestor - replace | Defects | A093 | HV lightning arrestor tracking - surface contamination. | B542 | HV lightning arrestor | tracking | surface contamination. | OH Links Switches and Fuses | [5 empty] | 1
OH - Load Break Switches | Load break switch arrestor - replace | Defects | A093 | zOther cause (unknown / unlisted) - add note. | C000 | zOther | cause (unknown / unlisted) | add note. | OH Links Switches and Fuses | [5 empty] | 82
OH - Load Break Switches | Load break switch fauna shrouds - install | Defects | A091 | HV lightning arrestor shorted (externally) - wildlife. | B541 | HV lightning arrestor | shorted (externally) | wildlife. | OH Links Switches and Fuses | [5 empty] | 3
OH - Load Break Switches | Load break switch fauna shrouds - install | Defects | A091 | Load Break Switch fauna shrouds missing - previous design standard. | B641 | Load Break Switch fauna shrouds | missing | previous design standard. | OH Links Switches and Fuses | [5 empty] | 1
OH - Load Break Switches | Load break switch fauna shrouds - install | Defects | A091 | Load break switch bushing shorted (externally) - wildlife. | B582 | Load break switch bushing | shorted (externally) | wildlife. | OH Links Switches and Fuses | [5 empty] | 1
OH - Load Break Switches | Load break switch fauna shrouds - install | Defects | A091 | zOther cause (unknown / unlisted) - add note. | C000 | zOther | cause (unknown / unlisted) | add note. | OH Links Switches and Fuses | [5 empty] | 83
OH - Load Break Switches | Load break switch fauna shrouds - repair | Defects | A289 | Load Break Switch fauna shrouds deteriorated - UV degradation. | B646 | Load Break Switch fauna shrouds | deteriorated | UV degradation. | OH Links Switches and Fuses | [5 empty] | 1
OH - Load Break Switches | Load break switch fauna shrouds - repair | Defects | A289 | Regulator fauna shrouds dislodged - loose fitting. | B665 | Load Break Switch fauna shrouds | dislodged | loose fitting. | OH Links Switches and Fuses | [5 empty] | 1
OH - Load Break Switches | Load break switch fauna shrouds - repair | Defects | A289 | zOther cause (unknown / unlisted) - add note. | C000 | zOther | cause (unknown / unlisted) | add note. | OH Links Switches and Fuses | [5 empty] | 84
GE - Other | Load control relay - replace | Defects | A299 | Load control relay (FI) inoperable - internal fault. | B702 | Load control relay (FI) | inoperable | internal fault. | [6 empty] | 1
GE - Other | Load control relay - replace | Defects | A299 | zOther cause (unknown / unlisted) - add note. | C000 | zOther | cause (unknown / unlisted) | add note. | [6 empty] | 85
GE - Access and Fencing | Lock - install | Defects | A094 | Lock damaged / inoperable - locked / lock changed. | C016 | Lock | damaged / inoperable | locked / lock changed. | [6 empty] | 1
GE - Access and Fencing | Lock - install | Defects | A094 | Lock missing - not installed where reqd. | B616 | Lock | missing | not installed where reqd. | [6 empty] | 1
GE - Access and Fencing | Lock - install | Defects | A094 | zOther cause (unknown / unlisted) - add note. | C000 | zOther | cause (unknown / unlisted) | add note. | [6 empty] | 86
GE - Access and Fencing | Lock - issue notice to customer | Defects | A095 | Lock damaged / inoperable - locked / lock changed. | C016 | Lock | damaged / inoperable | locked / lock changed. | [6 empty] | 2
GE - Access and Fencing | Lock - issue notice to customer | Defects | A095 | zOther cause (unknown / unlisted) - add note. | C000 | zOther | cause (unknown / unlisted) | add note. | [6 empty] | 87
GE - Access and Fencing | Lock - replace | Defects | A096 | Lock damaged / inoperable - corrosion. | C019 | Lock | damaged / inoperable | corrosion. | [6 empty] | 1
GE - Access and Fencing | Lock - replace | Defects | A096 | Lock damaged / inoperable - loss of lubrication. | C017 | Lock | damaged / inoperable | loss of lubrication. | [6 empty] | 1
GE - Access and Fencing | Lock - replace | Defects | A096 | Lock damaged / inoperable - vandalism. | C018 | Lock | damaged / inoperable | vandalism. | [6 empty] | 1
GE - Access and Fencing | Lock - replace | Defects | A096 | Lock inadequate security - previous design standard. | B868 | Lock | inadequate security | previous design standard. | [6 empty] | 1
GE - Access and Fencing | Lock - replace | Defects | A096 | zOther cause (unknown / unlisted) - add note. | C000 | zOther | cause (unknown / unlisted) | add note. | [6 empty] | 88
OH - LV Services | LV Service - design assessment reqd | Defects | A307 | Conductor (OH LV service) insufficient clearance - unauthorised construction. | C073 | Conductor (OH LV service) | insufficient clearance | unauthorised construction. | OH Customer Service Connections | [Conductor - Conductor] | {insufficient clearance} | (unauthorised construction)
OH - LV Services | LV Service - design assessment reqd | Defects | A307 | zOther cause (unknown / unlisted) - add note. | C000 | zOther | cause (unknown / unlisted) | add note. | OH Customer Service Connections | [Conductor - Conductor] | {unknown} | (unknown)
OH - LV Services | LV Service - design assessment reqd | Defects | A307 | Conductor (OH LV service) insufficient clearance - previous design standard. | C072 | Conductor (OH LV service) | insufficient clearance | previous design standard. | OH Customer Service Connections | [Conductor - Conductor] | {insufficient clearance} | (functional requirements)
OH - LV Services | LV service - remove foreign objects | Defects | A097 | Conductor (OH LV service) obstructed - foreign objects. | C068 | Conductor (OH LV service) | obstructed | foreign objects. | OH Customer Service Connections | [Conductor - Conductor] | {insufficient clearance} | (foreign object obstruction)
OH - LV Services | LV service - remove foreign objects | Defects | A097 | zOther cause (unknown / unlisted) - add note. | C000 | zOther | cause (unknown / unlisted) | add note. | OH Customer Service Connections | [Conductor - Conductor] | {insufficient clearance} | (foreign object obstruction)
OH - LV Services | LV service - replace bridging | Defects | A098 | LV service connection (POA) uninsulated - insulation deteriorated / not installed. | C105 | LV service connection (POA) | uninsulated | insulation deteriorated / not installed. | OH Customer Service Connections | [Connection - Bridging] | {insulation damage} | (unknown)
OH - LV Services | LV service - replace bridging | Defects | A098 | zOther cause (unknown / unlisted) - add note. | C000 | zOther | cause (unknown / unlisted) | add note. | OH Customer Service Connections | [Connection - Bridging] | {unknown} | (unknown)
OH - LV Services | LV service clamp - replace | Defects | A099 | LV service clamp (POA) broken / damaged - corrosion. | C997 | LV service clamp (POA) | broken / damaged | corrosion. | OH Customer Service Connections | [Mounting hardware - Clamp] | {broken} | (corrosion) | Point of Attachment
OH - LV Services | LV service clamp - replace | Defects | A099 | LV service clamp (POA) broken / damaged - faulty clamp. | C998 | LV service clamp (POA) | broken / damaged | faulty clamp. | OH Customer Service Connections | [Mounting hardware - Clamp] | {broken} | (unknown) | Point of Attachment
OH - LV Services | LV service clamp - replace | Defects | A099 | LV service clamp (POA) broken / damaged - insulation degradation. | C994 | LV service clamp (POA) | broken / damaged | insulation degradation. | OH Customer Service Connections | [Mounting hardware - Clamp] | {insulation damage} | (environment) | Point of Attachment
OH - LV Services | LV service clamp - replace | Defects | A099 | LV service clamp (POA) broken / damaged - third party impact. | C995 | LV service clamp (POA) | broken / damaged | third party impact. | OH Customer Service Connections | [Mounting hardware - Clamp] | {broken} | (impact) | Point of Attachment
OH - LV Services | LV service clamp - replace | Defects | A099 | LV service clamp (POA) broken / damaged - wind / storm debris (non veg). | C996 | LV service clamp (POA) | broken / damaged | wind / storm debris (non veg). | OH Customer Service Connections | [Mounting hardware - Clamp] | {broken} | (impact) | Point of Attachment
OH - LV Services | LV service clamp - replace | Defects | A099 | LV service clamp (POA) steel deadend fitted - previous design standard. | B850 | LV service clamp (POA) | steel deadend fitted | previous design standard. | OH Customer Service Connections | [Connection - Connection] | {out of spec} | (functional requirements) | Point of Attachment
OH - LV Services | LV service clamp - replace | Defects | A099 | LV service clamp (mains) broken / damaged - corrosion. | C992 | LV service clamp (mains) | broken / damaged | corrosion. | OH Customer Service Connections | [Mounting hardware - Clamp] | {broken} | (corrosion) | LV Mains
OH - LV Services | LV service clamp - replace | Defects | A099 | LV service clamp (mains) broken / damaged - faulty clamp. | C993 | LV service clamp (mains) | broken / damaged | faulty clamp. | OH Customer Service Connections | [Mounting hardware - Clamp] | {broken} | (unknown) | LV Mains
OH - LV Services | LV service clamp - replace | Defects | A099 | LV service clamp (mains) broken / damaged - installation error. | B737 | LV service clamp (mains) | broken / damaged | installation error. | OH Customer Service Connections | [Mounting hardware - Clamp] | {broken} | (installation error) | LV Mains
OH - LV Services | LV service clamp - replace | Defects | A099 | LV service clamp (mains) broken / damaged - insulation degradation. | C989 | LV service clamp (mains) | broken / damaged | insulation degradation. | OH Customer Service Connections | [Mounting hardware - Clamp] | {insulation damage} | (environment) | LV Mains
OH - LV Services | LV service clamp - replace | Defects | A099 | LV service clamp (mains) broken / damaged - third party impact. | C990 | LV service clamp (mains) | broken / damaged | third party impact. | OH Customer Service Connections | [Mounting hardware - Clamp] | {broken} | (impact) | LV Mains
OH - LV Services | LV service clamp - replace | Defects | A099 | LV service clamp (mains) broken / damaged - wind / storm debris (non veg). | C991 | LV service clamp (mains) | broken / damaged | wind / storm debris (non veg). | OH Customer Service Connections | [Mounting hardware - Clamp] | {broken} | (impact) | LV Mains
OH - LV Services | LV service conductor - replace | Defects | A101 | Conductor (OH LV service) broken / damaged - installation error. | B740 | Conductor (OH LV service) | broken / damaged | installation error. | OH Customer Service Connections | [Conductor - Conductor] | {broken} | (installation error)
OH - LV Services | LV service conductor - replace | Defects | A101 | Conductor (OH LV service) broken / damaged - overtensioned. | C058 | Conductor (OH LV service) | broken / damaged | overtensioned. | OH Customer Service Connections | [Conductor - Conductor] | {broken} | (installation error)
OH - LV Services | LV service conductor - replace | Defects | A101 | Conductor (OH LV service) broken / damaged - third party impact. | C057 | Conductor (OH LV service) | broken / damaged | third party impact. | OH Customer Service Connections | [Conductor - Conductor] | {broken} | (impact)
OH - LV Services | LV service conductor - replace | Defects | A101 | Conductor (OH LV service) broken / damaged - wind / storm debris (non veg). | C059 | Conductor (OH LV service) | broken / damaged | wind / storm debris (non veg). | OH Customer Service Connections | [Conductor - Conductor] | {broken} | (impact)
OH - LV Services | LV service conductor - replace | Defects | A101 | Conductor (OH LV service) end of life - programmed replacement. | C074 | Conductor (OH LV service) | end of life | programmed replacement. | OH Customer Service Connections | [Conductor - Conductor] | {out of spec} | (functional requirements)
OH - LV Services | LV service conductor - replace | Defects | A101 | Conductor (OH LV service) insufficient clearance - unauthorised construction. | C073 | Conductor (OH LV service) | insufficient clearance | unauthorised construction. | OH Customer Service Connections | [Conductor - Conductor] | {insufficient clearance} | (unauthorised construction)
OH - LV Services | LV service conductor - replace | Defects | A101 | Conductor (OH LV service) loss of insulation (PVC) - abrasion. | C063 | Conductor (OH LV service) | loss of insulation (PVC) | abrasion. | OH Customer Service Connections | [Conductor - Insulation] | {insulation damage} | (abrasion) |  | PVC
OH - LV Services | LV service conductor - replace | Defects | A101 | Conductor (OH LV service) loss of insulation (PVC) - incorrect clamp installation. | C060 | Conductor (OH LV service) | loss of insulation (PVC) | incorrect clamp installation. | OH Customer Service Connections | [Conductor - Insulation] | {insulation damage} | (installation error) |  | PVC
OH - LV Services | LV service conductor - replace | Defects | A101 | Conductor (OH LV service) loss of insulation (PVC) - insulation degradation. | C061 | Conductor (OH LV service) | loss of insulation (PVC) | insulation degradation. | OH Customer Service Connections | [Conductor - Insulation] | {insulation damage} | (environment) |  | PVC
OH - LV Services | LV service conductor - replace | Defects | A101 | Conductor (OH LV service) loss of insulation (PVC) - wildlife. | C062 | Conductor (OH LV service) | loss of insulation (PVC) | wildlife. | OH Customer Service Connections | [Conductor - Insulation] | {insulation damage} | (wildlife) |  | PVC
OH - LV Services | LV service conductor - replace | Defects | A101 | Conductor (OH LV service) loss of insulation (XLPE) - abrasion. | C067 | Conductor (OH LV service) | loss of insulation (XLPE) | abrasion. | OH Customer Service Connections | [Conductor - Insulation] | {insulation damage} | (abrasion) |  | XLPE
OH - LV Services | LV service conductor - replace | Defects | A101 | Conductor (OH LV service) loss of insulation (XLPE) - incorrect clamp installation. | C064 | Conductor (OH LV service) | loss of insulation (XLPE) | incorrect clamp installation. | OH Customer Service Connections | [Conductor - Insulation] | {insulation damage} | (installation error) |  | XLPE
OH - LV Services | LV service conductor - replace | Defects | A101 | Conductor (OH LV service) loss of insulation (XLPE) - insulation degradation. | C065 | Conductor (OH LV service) | loss of insulation (XLPE) | insulation degradation. | OH Customer Service Connections | [Conductor - Insulation] | {insulation damage} | (environment) |  | XLPE
OH - LV Services | LV service conductor - replace | Defects | A101 | Conductor (OH LV service) loss of insulation (XLPE) - wildlife. | C066 | Conductor (OH LV service) | loss of insulation (XLPE) | wildlife. | OH Customer Service Connections | [Conductor - Insulation] | {insulation damage} | (wildlife) |  | XLPE
OH - LV Services | LV service conductor - replace | Defects | A101 | zOther cause (unknown / unlisted) - add note. | C000 | zOther | cause (unknown / unlisted) | add note. | OH Customer Service Connections | [Conductor - Conductor] | {unknown} | (unknown)
OH - LV Services | LV service conductor - replace | Defects | A101 | Conductor (OH LV service) insufficient clearance - previous design standard. | C072 | Conductor (OH LV service) | insufficient clearance | previous design standard. | OH Customer Service Connections | [Conductor - Conductor] | {insufficient clearance} | (functional requirements)
OH - LV Services | LV service conductor - retension | Defects | A102 | Conductor (OH LV service) broken / damaged - overtensioned. | C058 | Conductor (OH LV service) | broken / damaged | overtensioned. | OH Customer Service Connections | [Conductor - Conductor] | {broken} | (installation error)
OH - LV Services | LV service conductor - retension | Defects | A102 | Conductor (OH LV service) excessive tension - pole movement. | B848 | Conductor (OH LV service) | excessive tension | pole movement. | OH Customer Service Connections | [Conductor - Conductor] | {out of spec} | (related asset failure)
OH - LV Services | LV service conductor - retension | Defects | A102 | Conductor (OH LV service) insufficient clearance - installation error. | B741 | Conductor (OH LV service) | insufficient clearance | installation error. | OH Customer Service Connections | [Conductor - Conductor] | {insufficient clearance} | (installation error)
OH - LV Services | LV service conductor - retension | Defects | A102 | Conductor (OH LV service) insufficient clearance - slack / low service conductor. | C070 | Conductor (OH LV service) | insufficient clearance | slack / low service conductor. | OH Customer Service Connections | [Conductor - Conductor] | {insufficient clearance} | (unknown)
OH - LV Services | LV service conductor - retension | Defects | A102 | Conductor (OH LV service) insufficient clearance - unauthorised construction. | C073 | Conductor (OH LV service) | insufficient clearance | unauthorised construction. | OH Customer Service Connections | [Conductor - Conductor] | {insufficient clearance} | (unauthorised construction)
OH - LV Services | LV service conductor - retension | Defects | A102 | zOther cause (unknown / unlisted) - add note. | C000 | zOther | cause (unknown / unlisted) | add note. | OH Customer Service Connections | [Conductor - Conductor] | {insufficient clearance} | (unknown)
OH - LV Services | LV service conductor - retension | Defects | A102 | Conductor (OH LV service) insufficient clearance - previous design standard. | C072 | Conductor (OH LV service) | insufficient clearance | previous design standard. | OH Customer Service Connections | [Conductor - Conductor] | {insufficient clearance} | (functional requirements)
OH - LV Services | LV service connection - replace | Defects | A103 | LV service connection (POA) broken / damaged - installation error. | B739 | LV service connection (POA) | broken / damaged | installation error. | OH Customer Service Connections | [Connection - Connection] | {broken} | (installation error)
OH - LV Services | LV service connection - replace | Defects | A103 | LV service connection (POA) broken / damaged - insulation degradation. | C099 | LV service connection (POA) | broken / damaged | insulation degradation. | OH Customer Service Connections | [Connection - Connection] | {insulation damage} | (environment)
OH - LV Services | LV service connection - replace | Defects | A103 | LV service connection (POA) broken / damaged - third party impact. | C100 | LV service connection (POA) | broken / damaged | third party impact. | OH Customer Service Connections | [Connection - Connection] | {broken} | (impact)
OH - LV Services | LV service connection - replace | Defects | A103 | LV service connection (POA) broken / damaged - wind / storm debris (non veg). | C101 | LV service connection (POA) | broken / damaged | wind / storm debris (non veg). | OH Customer Service Connections | [Connection - Connection] | {broken} | (impact)
OH - LV Services | LV service connection - replace | Defects | A103 | LV service connection (POA) overheated - corrosion. | C103 | LV service connection (POA) | overheated | corrosion. | OH Customer Service Connections | [Connection - Connection] | {broken} | (corrosion)
OH - LV Services | LV service connection - replace | Defects | A103 | LV service connection (POA) overheated - faulty connection. | C104 | LV service connection (POA) | overheated | faulty connection. | OH Customer Service Connections | [Connection - Connection] | {broken} | (unknown)
OH - LV Services | LV service connection - replace | Defects | A103 | LV service connection (POA) overheated - non compliant installation. | C102 | LV service connection (POA) | overheated | non compliant installation. | OH Customer Service Connections | [Connection - Connection] | {broken} | (installation error)
OH - LV Services | LV service connection - replace | Defects | A103 | LV service connection (mains) broken / damaged - installation error. | B738 | LV service connection (mains) | broken / damaged | installation error. | OH Customer Service Connections | [Connection - Connection] | {broken} | (installation error) | LV Mains
OH - LV Services | LV service connection - replace | Defects | A103 | LV service connection (mains) broken / damaged - insulation degradation. | C075 | LV service connection (mains) | broken / damaged | insulation degradation. | OH Customer Service Connections | [Connection - Connection] | {insulation damage} | (environment) | LV Mains
OH - LV Services | LV service connection - replace | Defects | A103 | LV service connection (mains) broken / damaged - third party impact. | C076 | LV service connection (mains) | broken / damaged | third party impact. | OH Customer Service Connections | [Connection - Connection] | {broken} | (impact) | LV Mains
OH - LV Services | LV service connection - replace | Defects | A103 | LV service connection (mains) broken / damaged - wind / storm debris (non veg). | C077 | LV service connection (mains) | broken / damaged | wind / storm debris (non veg). | OH Customer Service Connections | [Connection - Connection] | {broken} | (impact) | LV Mains
OH - LV Services | LV service connection - replace | Defects | A103 | LV service connection (mains) overheated - corrosion. | C079 | LV service connection (mains) | overheated | corrosion. | OH Customer Service Connections | [Connection - Connection] | {broken} | (corrosion) | LV Mains
OH - LV Services | LV service connection - replace | Defects | A103 | LV service connection (mains) overheated - faulty connection. | C080 | LV service connection (mains) | overheated | faulty connection. | OH Customer Service Connections | [Connection - Connection] | {broken} | (unknown) | LV Mains
OH - LV Services | LV service connection - replace | Defects | A103 | LV service connection (mains) overheated - non compliant installation. | C078 | LV service connection (mains) | overheated | non compliant installation. | OH Customer Service Connections | [Connection - Connection] | {broken} | (installation error) | LV Mains
OH - LV Services | LV service connection - replace | Defects | A103 | zOther cause (unknown / unlisted) - add note. | C000 | zOther | cause (unknown / unlisted) | add note. | OH Customer Service Connections | [Connection - Connection] | {unknown} | (unknown)
OH - LV Services | LV service fuse - replace | Defects | A104 | LV service fuse (barge board) broken / damaged - insulation degradation. | C106 | LV service fuse (barge board) | broken / damaged | insulation degradation. | OH Customer Service Connections | [Fuse - Fuse] | {insulation damage} | (environment) | Barge board
OH - LV Services | LV service fuse - replace | Defects | A104 | LV service fuse (barge board) broken / damaged - third party impact. | C107 | LV service fuse (barge board) | broken / damaged | third party impact. | OH Customer Service Connections | [Fuse - Fuse] | {broken} | (impact) | Barge board
OH - LV Services | LV service fuse - replace | Defects | A104 | LV service fuse (barge board) broken / damaged - wind / storm debris (non veg). | C108 | LV service fuse (barge board) | broken / damaged | wind / storm debris (non veg). | OH Customer Service Connections | [Fuse - Fuse] | {broken} | (impact) | Barge board
OH - LV Services | LV service fuse - replace | Defects | A104 | LV service fuse (barge board) overheated - overload / corrosion. | C109 | LV service fuse (barge board) | overheated | overload / corrosion. | OH Customer Service Connections | [Fuse - Fuse] | {broken} | (unknown) | Barge board
OH - LV Services | LV service fuse - replace | Defects | A104 | LV service fuse (meter box) broken / damaged - insulation degradation. | B735 | LV service fuse (meter box) | broken / damaged | insulation degradation. | OH Customer Service Connections | [Fuse - Fuse] | {insulation damage} | (environment) | Meter box
OH - LV Services | LV service fuse - replace | Defects | A104 | LV service fuse (meter box) overheated - loose / corroded connection. | B734 | LV service fuse (meter box) | overheated | loose / corroded connection. | OH Customer Service Connections | [Fuse - Fuse] | {broken} | (unknown) | Meter box
OH - LV Services | LV service fuse - replace | Defects | A104 | LV service fuse (pole mounted) broken / damaged - insulation degradation. | C110 | LV service fuse (pole mounted) | broken / damaged | insulation degradation. | OH Customer Service Connections | [Fuse - Fuse] | {insulation damage} | (environment) | Pole-mounted
OH - LV Services | LV service fuse - replace | Defects | A104 | LV service fuse (pole mounted) broken / damaged - third party impact. | C111 | LV service fuse (pole mounted) | broken / damaged | third party impact. | OH Customer Service Connections | [Fuse - Fuse] | {broken} | (impact) | Pole-mounted
OH - LV Services | LV service fuse - replace | Defects | A104 | LV service fuse (pole mounted) broken / damaged - wind / storm debris (non veg). | C112 | LV service fuse (pole mounted) | broken / damaged | wind / storm debris (non veg). | OH Customer Service Connections | [Fuse - Fuse] | {broken} | (impact) | Pole-mounted
OH - LV Services | LV service fuse - replace | Defects | A104 | LV service fuse (pole mounted) overheated - overload / corrosion. | C113 | LV service fuse (pole mounted) | overheated | overload / corrosion. | OH Customer Service Connections | [Fuse - Fuse] | {broken} | (unknown) | Pole-mounted
OH - LV Services | LV service fuse - replace | Defects | A104 | zOther cause (unknown / unlisted) - add note. | C000 | zOther | cause (unknown / unlisted) | add note. | OH Customer Service Connections | [Fuse - Fuse] | {unknown} | (unknown)
OH - LV Services | LV service J hook - replace | Defects | A316 | LV Service J hook loose - not securely fitted. | B849 | LV Service J hook | loose | not securely fitted. | OH Customer Service Connections | [Mounting hardware - J-hook] | {loose} | (unknown)
OH - LV Services | LV service J hook - replace | Defects | A316 | zOther cause (unknown / unlisted) - add note. | C000 | zOther | cause (unknown / unlisted) | add note. | OH Customer Service Connections | [Mounting hardware - J-hook] | {unknown} | (unknown)
OH - LV Services | LV service riser bracket - install | Defects | A276 | Conductor (OH LV service) insufficient clearance - unauthorised construction. | C073 | Conductor (OH LV service) | insufficient clearance | unauthorised construction. | OH Customer Service Connections | [Conductor - Conductor] | {insufficient clearance} | (unauthorised construction)
OH - LV Services | LV service riser bracket - install | Defects | A276 | zOther cause (unknown / unlisted) - add note. | C000 | zOther | cause (unknown / unlisted) | add note. | OH Customer Service Connections | [Conductor - Conductor] | {insufficient clearance} | (unknown)
OH - LV Services | LV service riser bracket - replace | Defects | A105 | Conductor (OH LV service) insufficient clearance - unauthorised construction. | C073 | Conductor (OH LV service) | insufficient clearance | unauthorised construction. | OH Customer Service Connections | [Mounting hardware - Riser bracket] | {insufficient clearance} | (unauthorised construction)
OH - LV Services | LV service riser bracket - replace | Defects | A105 | zOther cause (unknown / unlisted) - add note. | C000 | zOther | cause (unknown / unlisted) | add note. | OH Customer Service Connections | [Mounting hardware - Riser bracket] | {unknown} | (unknown)
OH - LV Services | LV service riser bracket - replace | Defects | A105 | Conductor (OH LV service) insufficient clearance - previous design standard. | C072 | Conductor (OH LV service) | insufficient clearance | previous design standard. | OH Customer Service Connections | [Mounting hardware - Riser bracket] | {insufficient clearance} | (functional requirements)
GE - Indication (EFI / MDI) | Max Demand Indicator - repair | Defects | A106 | Max Demand Indicator K tag (reading multiplier) missing / illegible - deterioration. | C049 | Max Demand Indicator | K tag (reading multiplier) missing / illegible | deterioration. | [6 empty] | 1
GE - Indication (EFI / MDI) | Max Demand Indicator - repair | Defects | A106 | Max Demand Indicator damaged / inoperable - non compliant installation. | C044 | Max Demand Indicator | damaged / inoperable | non compliant installation. | [6 empty] | 1
GE - Indication (EFI / MDI) | Max Demand Indicator - repair | Defects | A106 | Max Demand Indicator damaged / inoperable - wiring damaged. | C047 | Max Demand Indicator | damaged / inoperable | wiring damaged. | [6 empty] | 1
GE - Indication (EFI / MDI) | Max Demand Indicator - repair | Defects | A106 | zOther cause (unknown / unlisted) - add note. | C000 | zOther | cause (unknown / unlisted) | add note. | [6 empty] | 99
GE - Indication (EFI / MDI) | Max Demand Indicator - replace | Defects | A107 | Max Demand Indicator damaged / inoperable - housing damaged. | C048 | Max Demand Indicator | damaged / inoperable | housing damaged. | [6 empty] | 1
GE - Indication (EFI / MDI) | Max Demand Indicator - replace | Defects | A107 | Max Demand Indicator damaged / inoperable - loose mounting. | C045 | Max Demand Indicator | damaged / inoperable | loose mounting. | [6 empty] | 1
GE - Indication (EFI / MDI) | Max Demand Indicator - replace | Defects | A107 | Max Demand Indicator damaged / inoperable - non compliant installation. | C044 | Max Demand Indicator | damaged / inoperable | non compliant installation. | [6 empty] | 2
GE - Indication (EFI / MDI) | Max Demand Indicator - replace | Defects | A107 | Max Demand Indicator damaged / inoperable - relay malfunction. | C046 | Max Demand Indicator | damaged / inoperable | relay malfunction. | [6 empty] | 1
GE - Indication (EFI / MDI) | Max Demand Indicator - replace | Defects | A107 | zOther cause (unknown / unlisted) - add note. | C000 | zOther | cause (unknown / unlisted) | add note. | [6 empty] | 100
Auxiliary | Meter Box - Re-Attach | Defects | AMRA | Fixing Faulty | [10 empty] | 2
GE - Other | Meter box - repair | Defects | A108 | Meter box broken / damaged - corrosion / deterioration. | C721 | Meter box | broken / damaged | corrosion / deterioration. | [6 empty] | 1
GE - Other | Meter box - repair | Defects | A108 | Meter box broken / damaged - vandalism. | C722 | Meter box | broken / damaged | vandalism. | [6 empty] | 1
GE - Other | Meter box - repair | Defects | A108 | Meter box conduit / cabling broken / damaged - corrosion / deterioration. | C724 | Meter box conduit / cabling | broken / damaged | corrosion / deterioration. | [6 empty] | 1
GE - Other | Meter box - repair | Defects | A108 | Meter box conduit / cabling broken / damaged - third party impact. | C723 | Meter box conduit / cabling | broken / damaged | third party impact. | [6 empty] | 1
GE - Other | Meter box - repair | Defects | A108 | Meter box voltage detected - insulation degradation. | B697 | Meter box | voltage detected | insulation degradation. | [6 empty] | 1
GE - Other | Meter box - repair | Defects | A108 | zOther cause (unknown / unlisted) - add note. | C000 | zOther | cause (unknown / unlisted) | add note. | [6 empty] | 101
Auxiliary | Meter Box - Repair Conduit | Defects | AMRC | Conduit/Saddles Faulty | [10 empty] | 1
Auxiliary | Meter Box - Replace | Defects | AMRR | Meter Box Faulty | [10 empty] | 1
GE - Other | Meter box - replace | Defects | A109 | Meter box broken / damaged - corrosion / deterioration. | C721 | Meter box | broken / damaged | corrosion / deterioration. | [6 empty] | 2
GE - Other | Meter box - replace | Defects | A109 | Meter box broken / damaged - vandalism. | C722 | Meter box | broken / damaged | vandalism. | [6 empty] | 2
GE - Other | Meter box - replace | Defects | A109 | zOther cause (unknown / unlisted) - add note. | C000 | zOther | cause (unknown / unlisted) | add note. | [6 empty] | 102
Vegetation Information Management System | Navigable Waterway Sign | Defects | VNWS | Other - Add Note | [10 empty] | 42
SL - Street lights | Night watch luminaire - energise | Defects | A111 | SL night watch luminaire required - new contract. | B093 | Street light night watch luminaire | required | new contract. | [6 empty] | 1
SL - Street lights | Night watch luminaire - energise | Defects | A111 | zOther cause (unknown / unlisted) - add note. | C000 | zOther | cause (unknown / unlisted) | add note. | [6 empty] | 103
SL - Street lights | Night watch luminaire - isolate | Defects | A112 | SL night watch luminaire redundant - no longer reqd. | B092 | Street light night watch luminaire | redundant | no longer reqd. | [6 empty] | 1
SL - Street lights | Night watch luminaire - isolate | Defects | A112 | zOther cause (unknown / unlisted) - add note. | C000 | zOther | cause (unknown / unlisted) | add note. | [6 empty] | 104
SL - Street lights | Night watch luminaire - repair | Defects | A114 | SL night watch luminaire damaged / inoperable - blown fuse - unknown cause. | B097 | Street light night watch luminaire | damaged / inoperable | blown fuse (unknown cause). | [6 empty] | 1
SL - Street lights | Night watch luminaire - repair | Defects | A114 | SL night watch luminaire damaged / inoperable - blown globe. | B096 | Street light night watch luminaire | damaged / inoperable | blown globe. | [6 empty] | 1
SL - Street lights | Night watch luminaire - repair | Defects | A114 | SL night watch luminaire damaged / inoperable - deterioration. | B094 | Street light night watch luminaire | damaged / inoperable | deterioration. | [6 empty] | 1
SL - Street lights | Night watch luminaire - repair | Defects | A114 | SL night watch luminaire damaged / inoperable - vandalism. | B095 | Street light night watch luminaire | damaged / inoperable | vandalism. | [6 empty] | 1
SL - Street lights | Night watch luminaire - repair | Defects | A114 | zOther cause (unknown / unlisted) - add note. | C000 | zOther | cause (unknown / unlisted) | add note. | [6 empty] | 105
Nightvision (Redundant) | Nightvision - Conduit/ Saddles - Replace | Defects | NCSE | Conduit/Saddles Faulty | [10 empty] | 2
Nightvision (Redundant) | Nightvision - Connection | Defects | NLCO | Customer Request | [10 empty] | 1
Nightvision (Redundant) | Nightvision - Disconnection | Defects | NLDC | Customer Request | [10 empty] | 2
Nightvision (Redundant) | Nightvision - Fit Glare Shields | Defects | NLFG | Glare Shields Required | [10 empty] | 2
Nightvision (Redundant) | Nightvision - Redirect Luminaire | Defects | NLRD | Focus Faulty | [10 empty] | 1
Nightvision (Redundant) | Nightvision - Removal | Defects | NLRM | Lantern Not Required | [10 empty] | 1
Nightvision (Redundant) | Nightvision - Remove Fuse | Defects | NREF | Disconnection of Lantern | [10 empty] | 1
Nightvision (Redundant) | Nightvision - Remove Lantern | Defects | NREL | Lantern Redundant | [10 empty] | 1
Nightvision (Redundant) | Nightvision - Repair Conduit/ Saddles | Defects | NCSR | Conduit/Saddles Faulty | [10 empty] | 3
Nightvision (Redundant) | Nightvision - Repair Luminaire | Defects | NLRP | Luminaire Faulty | [10 empty] | 1
Nightvision (Redundant) | Nightvision - Replace Diffuser | Defects | NLRF | Diffuser Faulty | [10 empty] | 1
Nightvision (Redundant) | Nightvision - Replace Igniter | Defects | NLRI | Igniter Faulty | [10 empty] | 1
Nightvision (Redundant) | Nightvision - Replace Lamp | Defects | NLRL | Lamp Faulty | [10 empty] | 2
Nightvision (Redundant) | Nightvision - Replace Lantern (Unserviceable) | Defects | NLRS | Lantern Faulty | [10 empty] | 1
Nightvision (Redundant) | Nightvision - Replace Luminaire Fuse | Defects | NLRU | Fuses Faulty | [10 empty] | 7
Nightvision (Redundant) | Nightvision - Replace PE Cell | Defects | NLRC | PE Cell Faulty | [10 empty] | 1
Nightvision (Redundant) | Nightvision - Replace Wiring | Defects | NLRW | Wiring Defective | [10 empty] | 1
Nightvision (Redundant) | Nightvision - Replacement of Fuse | Defects | NRPF | Reconnection of Lantern | [10 empty] | 1
Auxiliary | Number - Asset - New Number Required | Defects | AANN | Number Required | [10 empty] | 1
Auxiliary | Number - Asset - Replace | Defects | AANR | Number Faulty | [10 empty] | 1
Auxiliary | Number Operational - New Number Required | Defects | AONN | Number Required | [10 empty] | 2
Auxiliary | Number Operational - Replace | Defects | AONR | Number Faulty | [10 empty] | 2
OH - HV Fuses and Links | OH HV fuse / link - repair | Defects | A117 | HV fuse / link insulators broken / damaged - third party impact. | B519 | HV fuse / link insulators | broken / damaged | third party impact. | OH Links Switches and Fuses | [5 empty] | 1
OH - HV Fuses and Links | OH HV fuse / link - repair | Defects | A117 | HV fuse / link base loose mounting - timber degradation / loose hardware. | B516 | HV fuse / link base | loose mounting | timber degradation / loose hardware. | OH Links Switches and Fuses | [5 empty] | 1
OH - HV Fuses and Links | OH HV fuse / link - repair | Defects | A117 | HV fuse / link insulators broken / damaged - corrosion of bolts / mounting hardware. | B523 | HV fuse / link insulators | broken / damaged | corrosion of bolts / mounting hardware. | OH Links Switches and Fuses | [5 empty] | 1
OH - HV Fuses and Links | OH HV fuse / link - repair | Defects | A117 | HV fuse / link insulators broken / damaged - excessive force required to operate. | B524 | HV fuse / link insulators | broken / damaged | excessive force required to operate. | OH Links Switches and Fuses | [5 empty] | 1
OH - HV Fuses and Links | OH HV fuse / link - repair | Defects | A117 | HV fuse / link insulators broken / damaged - flashover / fault current. | B521 | HV fuse / link insulators | broken / damaged | flashover / fault current. | OH Links Switches and Fuses | [5 empty] | 1
OH - HV Fuses and Links | OH HV fuse / link - repair | Defects | A117 | HV fuse / link insulators broken / damaged - overtightening of mounting bolts. | B520 | HV fuse / link insulators | broken / damaged | overtightening of mounting bolts. | OH Links Switches and Fuses | [5 empty] | 1
OH - HV Fuses and Links | OH HV fuse / link - repair | Defects | A117 | HV fuse / link insulators broken / damaged - wildlife. | B522 | HV fuse / link insulators | broken / damaged | wildlife. | OH Links Switches and Fuses | [5 empty] | 1
OH - HV Fuses and Links | OH HV fuse / link - repair | Defects | A117 | HV fuse / link insulators tracking - deterioration. | B526 | HV fuse / link insulators | tracking | deterioration. | OH Links Switches and Fuses | [5 empty] | 1
OH - HV Fuses and Links | OH HV fuse / link - repair | Defects | A117 | HV fuse / link insulators tracking - surface contamination. | B525 | HV fuse / link insulators | tracking | surface contamination. | OH Links Switches and Fuses | [5 empty] | 1
OH - HV Fuses and Links | OH HV fuse / link - repair | Defects | A117 | HV fuse / link main contacts high resistance - wrong sized links. | B531 | HV fuse / link main contacts | high resistance | wrong sized links. | OH Links Switches and Fuses | [5 empty] | 1
OH - HV Fuses and Links | OH HV fuse / link - repair | Defects | A117 | HV fuse / link main contacts jammed - loss of lube / burnt contacts. | B534 | HV fuse / link main contacts | jammed | loss of lube / burnt contacts. | OH Links Switches and Fuses | [5 empty] | 1
OH - HV Fuses and Links | OH HV fuse / link - repair | Defects | A117 | HV fuse / link main contacts misaligned - timber degradation. | B529 | HV fuse / link main contacts | misaligned | timber degradation. | OH Links Switches and Fuses | [5 empty] | 1
OH - HV Fuses and Links | OH HV fuse / link - repair | Defects | A117 | HV fuse / link open circuit - unknown. | B835 | HV fuse / link | open circuit | unknown. | OH Links Switches and Fuses | [5 empty] | 1
OH - HV Fuses and Links | OH HV fuse / link - repair | Defects | A117 | HV fuse earthing stirrup loose - deterioration. | B513 | HV fuse earthing stirrup | loose | deterioration. | OH Links Switches and Fuses | [5 empty] | 1
OH - HV Fuses and Links | OH HV fuse / link - repair | Defects | A117 | HV fuse earthing stirrup missing - not installed where reqd. | B514 | HV fuse earthing stirrup | missing | not installed where reqd. | OH Links Switches and Fuses | [5 empty] | 1
OH - HV Fuses and Links | OH HV fuse / link - repair | Defects | A117 | HV link flicker blades broken / damaged - loose attachment bolts. | B544 | HV link flicker blades | broken / damaged | loose attachment bolts. | OH Links Switches and Fuses | [5 empty] | 1
OH - HV Fuses and Links | OH HV fuse / link - repair | Defects | A117 | zOther cause (unknown / unlisted) - add note. | C000 | zOther | cause (unknown / unlisted) | add note. | OH Links Switches and Fuses | [5 empty] | 106
OH - HV Fuses and Links | OH HV fuse / link - replace | Defects | A118 | HV fuse / link insulators broken / damaged - third party impact. | B519 | HV fuse / link insulators | broken / damaged | third party impact. | OH Links Switches and Fuses | [5 empty] | 2
OH - HV Fuses and Links | OH HV fuse / link - replace | Defects | A118 | HV fuse / link base broken / damaged - corrosion. | B518 | HV fuse / link base | broken / damaged | corrosion. | OH Links Switches and Fuses | [5 empty] | 1
OH - HV Fuses and Links | OH HV fuse / link - replace | Defects | A118 | HV fuse / link base broken / damaged - deterioration. | B517 | HV fuse / link base | broken / damaged | deterioration. | OH Links Switches and Fuses | [5 empty] | 1
OH - HV Fuses and Links | OH HV fuse / link - replace | Defects | A118 | HV fuse / link base loose mounting - timber degradation. | B515 | HV fuse / link base | loose mounting | timber degradation. | OH Links Switches and Fuses | [5 empty] | 1
OH - HV Fuses and Links | OH HV fuse / link - replace | Defects | A118 | HV fuse / link insulators broken / damaged - corrosion of bolts / mounting hardware. | B523 | HV fuse / link insulators | broken / damaged | corrosion of bolts / mounting hardware. | OH Links Switches and Fuses | [5 empty] | 2
OH - HV Fuses and Links | OH HV fuse / link - replace | Defects | A118 | HV fuse / link insulators broken / damaged - excessive force required to operate. | B524 | HV fuse / link insulators | broken / damaged | excessive force required to operate. | OH Links Switches and Fuses | [5 empty] | 2
OH - HV Fuses and Links | OH HV fuse / link - replace | Defects | A118 | HV fuse / link insulators broken / damaged - flashover / fault current. | B521 | HV fuse / link insulators | broken / damaged | flashover / fault current. | OH Links Switches and Fuses | [5 empty] | 2
OH - HV Fuses and Links | OH HV fuse / link - replace | Defects | A118 | HV fuse / link insulators broken / damaged - overtightening of mounting bolts. | B520 | HV fuse / link insulators | broken / damaged | overtightening of mounting bolts. | OH Links Switches and Fuses | [5 empty] | 2
OH - HV Fuses and Links | OH HV fuse / link - replace | Defects | A118 | HV fuse / link insulators broken / damaged - unknown. | B636 | HV fuse / link insulators | broken / damaged | unknown. | OH Links Switches and Fuses | [5 empty] | 1
OH - HV Fuses and Links | OH HV fuse / link - replace | Defects | A118 | HV fuse / link insulators broken / damaged - wildlife. | B522 | HV fuse / link insulators | broken / damaged | wildlife. | OH Links Switches and Fuses | [5 empty] | 2
OH - HV Fuses and Links | OH HV fuse / link - replace | Defects | A118 | HV fuse / link insulators tracking - deterioration. | B526 | HV fuse / link insulators | tracking | deterioration. | OH Links Switches and Fuses | [5 empty] | 2
OH - HV Fuses and Links | OH HV fuse / link - replace | Defects | A118 | HV fuse / link insulators tracking - surface contamination. | B525 | HV fuse / link insulators | tracking | surface contamination. | OH Links Switches and Fuses | [5 empty] | 2
OH - HV Fuses and Links | OH HV fuse / link - replace | Defects | A118 | HV fuse / link main contacts high resistance - corrosion. | B532 | HV fuse / link main contacts | high resistance | corrosion. | OH Links Switches and Fuses | [5 empty] | 1
OH - HV Fuses and Links | OH HV fuse / link - replace | Defects | A118 | HV fuse / link main contacts high resistance - erosion of contact surface. | B533 | HV fuse / link main contacts | high resistance | deterioration of contact surface. | OH Links Switches and Fuses | [5 empty] | 1
OH - HV Fuses and Links | OH HV fuse / link - replace | Defects | A118 | HV fuse / link main contacts high resistance - loss of spring pressure. | B530 | HV fuse / link main contacts | high resistance | loss of spring pressure. | OH Links Switches and Fuses | [5 empty] | 1
OH - HV Fuses and Links | OH HV fuse / link - replace | Defects | A118 | HV fuse / link termination overheated - corrosion / deterioration. | B213 | HV fuse / link termination | overheated | corrosion / deterioration. | OH Links Switches and Fuses | [5 empty] | 1
OH - HV Fuses and Links | OH HV fuse / link - replace | Defects | A118 | HV fuse / link termination overheated - defective connection. | B212 | HV fuse / link termination | overheated | defective connection. | OH Links Switches and Fuses | [5 empty] | 1
OH - HV Fuses and Links | OH HV fuse / link - replace | Defects | A118 | HV fuse open circuit - flashover / fault current. | B861 | HV fuse | open circuit | flashover / fault current. | OH Links Switches and Fuses | [5 empty] | 1
OH - HV Fuses and Links | OH HV fuse / link - replace | Defects | A118 | HV link flicker blades broken / damaged - deterioration. | B545 | HV link flicker blades | broken / damaged | deterioration. | OH Links Switches and Fuses | [5 empty] | 1
OH - HV Fuses and Links | OH HV fuse / link - replace | Defects | A118 | zOther cause (unknown / unlisted) - add note. | C000 | zOther | cause (unknown / unlisted) | add note. | OH Links Switches and Fuses | [5 empty] | 107
OH - HV Fuses and Links | OH HV fuse carrier - replace | Defects | A120 | HV fuse carrier broken / damaged - deterioration. | B536 | HV fuse carrier | broken / damaged | deterioration. | OH Links Switches and Fuses | [5 empty] | 1
OH - HV Fuses and Links | OH HV fuse carrier - replace | Defects | A120 | HV fuse carrier broken / damaged - third party impact. | B535 | HV fuse carrier | broken / damaged | third party impact. | OH Links Switches and Fuses | [5 empty] | 1
OH - HV Fuses and Links | OH HV fuse carrier - replace | Defects | A120 | zOther cause (unknown / unlisted) - add note. | C000 | zOther | cause (unknown / unlisted) | add note. | OH Links Switches and Fuses | [5 empty] | 108
OH - HV Fuses and Links | OH HV Fuse/Link - remove foreign objects | Defects | A308 | HV fuse / link obstructed - foreign objects. | B794 | HV fuse / link | obstructed | foreign objects. | OH Links Switches and Fuses | [5 empty] | 1
OH - HV Fuses and Links | OH HV Fuse/Link - remove foreign objects | Defects | A308 | zOther cause (unknown / unlisted) - add note. | C000 | zOther | cause (unknown / unlisted) | add note. | OH Links Switches and Fuses | [5 empty] | 109
OH - Conductors | Conductor fittings - replace | Defects | A059 | Conductor (SCGZ or SCAC) vibration damper missing - failure of attachment. | C834 | Conductor (SCGZ/SCAC) | vibration damper missing | failure of attachment. | OH Conductors | [Fitting - Attachment] | {damaged} | (any reason) |  |  | 1
OH - LV Fuses and Links | OH LV bond - replace | Defects | A121 | LV bond broken / damaged - fatigue. | C054 | LV bond | broken / damaged | fatigue. | OH Links Switches and Fuses | [5 empty] | 1
OH - LV Fuses and Links | OH LV bond - replace | Defects | A121 | LV bond overheated - conductor undersized. | C055 | LV bond | overheated | conductor undersized. | OH Links Switches and Fuses | [5 empty] | 1
OH - LV Fuses and Links | OH LV bond - replace | Defects | A121 | LV bond overheated - corrosion. | C056 | LV bond | overheated | corrosion. | OH Links Switches and Fuses | [5 empty] | 1
OH - LV Fuses and Links | OH LV bond - replace | Defects | A121 | zOther cause (unknown / unlisted) - add note. | C000 | zOther | cause (unknown / unlisted) | add note. | OH Links Switches and Fuses | [5 empty] | 110
OH - LV Fuses and Links | OH LV fuse / link - repair | Defects | A124 | LV fuse / link loose mounting - timber degradation. | C020 | LV fuse / link | loose mounting | timber degradation. | OH Links Switches and Fuses | [5 empty] | 1
OH - LV Fuses and Links | OH LV fuse / link - repair | Defects | A124 | LV fuse / link main contacts misaligned - timber degradation. | C028 | LV fuse / link | main contacts misaligned | timber degradation. | OH Links Switches and Fuses | [5 empty] | 1
OH - LV Fuses and Links | OH LV fuse / link - repair | Defects | A124 | LV fuse / link misalignment - loose contacts. | C029 | LV fuse / link | misalignment | loose contacts. | OH Links Switches and Fuses | [5 empty] | 1
OH - LV Fuses and Links | OH LV fuse / link - repair | Defects | A124 | zOther cause (unknown / unlisted) - add note. | C000 | zOther | cause (unknown / unlisted) | add note. | OH Links Switches and Fuses | [5 empty] | 111
OH - LV Fuses and Links | OH LV fuse / link - replace | Defects | A125 | Cockys beak latch not releasing - seized pivots. | C756 | Cockys beak latch | not releasing | seized pivots. | OH Links Switches and Fuses | [5 empty] | 1
OH - LV Fuses and Links | OH LV fuse / link - replace | Defects | A125 | HV fuse open circuit - flashover / fault current. | B861 | HV fuse | open circuit | flashover / fault current. | OH Links Switches and Fuses | [5 empty] | 2
OH - LV Fuses and Links | OH LV fuse / link - replace | Defects | A125 | LV fuse / link broken / damaged - corrosion of bolts / mounting hardware. | C026 | LV fuse / link | broken / damaged | corrosion of bolts / mounting hardware. | OH Links Switches and Fuses | [5 empty] | 1
OH - LV Fuses and Links | OH LV fuse / link - replace | Defects | A125 | LV fuse / link broken / damaged - deterioration. | C024 | LV fuse / link | broken / damaged | deterioration. | OH Links Switches and Fuses | [5 empty] | 1
OH - LV Fuses and Links | OH LV fuse / link - replace | Defects | A125 | LV fuse / link broken / damaged - excessive force required to operate. | C027 | LV fuse / link | broken / damaged | excessive force required to operate. | OH Links Switches and Fuses | [5 empty] | 1
OH - LV Fuses and Links | OH LV fuse / link - replace | Defects | A125 | LV fuse / link broken / damaged - flashover / fault current. | C023 | LV fuse / link | broken / damaged | flashover / fault current. | OH Links Switches and Fuses | [5 empty] | 1
OH - LV Fuses and Links | OH LV fuse / link - replace | Defects | A125 | LV fuse / link broken / damaged - overtightening of mounting bolts. | C022 | LV fuse / link | broken / damaged | overtightening of mounting bolts. | OH Links Switches and Fuses | [5 empty] | 1
OH - LV Fuses and Links | OH LV fuse / link - replace | Defects | A125 | LV fuse / link broken / damaged - third party impact. | C021 | LV fuse / link | broken / damaged | third party impact. | OH Links Switches and Fuses | [5 empty] | 1
OH - LV Fuses and Links | OH LV fuse / link - replace | Defects | A125 | LV fuse / link broken / damaged - vermin / wildlife. | C025 | LV fuse / link | broken / damaged | vermin / wildlife. | OH Links Switches and Fuses | [5 empty] | 1
OH - LV Fuses and Links | OH LV fuse / link - replace | Defects | A125 | LV fuse / link conductor terminations overheated - corrosion / deterioration. | B172 | LV fuse / link conductor terminations | overheated | corrosion / deterioration. | OH Links Switches and Fuses | [5 empty] | 1
OH - LV Fuses and Links | OH LV fuse / link - replace | Defects | A125 | LV fuse / link conductor terminations overheated - defective connection. | B171 | LV fuse / link conductor terminations | overheated | defective connection. | OH Links Switches and Fuses | [5 empty] | 1
OH - LV Fuses and Links | OH LV fuse / link - replace | Defects | A125 | LV fuse / link overheated contacts - corrosion. | C031 | LV fuse / link | overheated contacts | corrosion. | OH Links Switches and Fuses | [5 empty] | 1
OH - LV Fuses and Links | OH LV fuse / link - replace | Defects | A125 | LV fuse / link overheated contacts - overload. | C030 | LV fuse / link | overheated contacts | overload. | OH Links Switches and Fuses | [5 empty] | 1
OH - LV Fuses and Links | OH LV fuse / link - replace | Defects | A125 | LV fuse / link tracking - surface contamination. | C032 | LV fuse / link | tracking | surface contamination. | OH Links Switches and Fuses | [5 empty] | 1
OH - LV Fuses and Links | OH LV fuse / link - replace | Defects | A125 | LV fuse / link unable to close - distortion from weight of unsupported conductor. | C033 | LV fuse / link | unable to close | distortion from weight of unsupported conductor. | OH Links Switches and Fuses | [5 empty] | 1
OH - LV Fuses and Links | OH LV fuse / link - replace | Defects | A125 | LV fuse / link welded closed - corrosion / deterioration. | C034 | LV fuse / link | welded closed | corrosion / deterioration. | OH Links Switches and Fuses | [5 empty] | 1
OH - LV Fuses and Links | OH LV fuse / link - replace | Defects | A125 | zOther cause (unknown / unlisted) - add note. | C000 | zOther | cause (unknown / unlisted) | add note. | OH Links Switches and Fuses | [5 empty] | 112
OH - LV Fuses and Links | OH LV Fuse/Link - remove foreign objects | Defects | A309 | LV fuse / link obstructed - foreign objects. | B795 | LV fuse / link | obstructed | foreign objects. | OH Links Switches and Fuses | [5 empty] | 1
OH - LV Fuses and Links | OH LV Fuse/Link - remove foreign objects | Defects | A309 | zOther cause (unknown / unlisted) - add note. | C000 | zOther | cause (unknown / unlisted) | add note. | OH Links Switches and Fuses | [5 empty] | 113
UG - Pillars | Pillar - repair | Defects | A128 | Pillar base broken / damaged - subsidence. | C124 | Pillar base | broken / damaged | subsidence. | [6 empty] | 1
UG - Pillars | Pillar - repair | Defects | A128 | Pillar base broken / damaged - third party impact. | C123 | Pillar base | broken / damaged | third party impact. | [6 empty] | 1
UG - Pillars | Pillar - repair | Defects | A128 | Pillar base broken / damaged - vandalism. | C126 | Pillar base | broken / damaged | vandalism. | [6 empty] | 1
UG - Pillars | Pillar - repair | Defects | A128 | Pillar base not secure - altered ground level. | C127 | Pillar base | not secure | altered ground level. | [6 empty] | 1
UG - Pillars | Pillar - repair | Defects | A128 | Pillar busbar broken / damaged - corrosion. | C133 | Pillar busbar | broken / damaged | corrosion. | [6 empty] | 1
UG - Pillars | Pillar - repair | Defects | A128 | Pillar busbar broken / damaged - high resistance / overheated. | C134 | Pillar busbar | broken / damaged | high resistance / overheated. | [6 empty] | 1
UG - Pillars | Pillar - repair | Defects | A128 | Pillar busbar broken / damaged - non compliant installation. | C131 | Pillar busbar | broken / damaged | non compliant installation. | [6 empty] | 1
UG - Pillars | Pillar - repair | Defects | A128 | Pillar busbar broken / damaged - seized / stripped bolt. | C132 | Pillar busbar | broken / damaged | seized / stripped bolt. | [6 empty] | 1
UG - Pillars | Pillar - repair | Defects | A128 | Pillar busbar loose connection - non compliant installation. | C129 | Pillar busbar | loose connection | non compliant installation. | [6 empty] | 1
UG - Pillars | Pillar - repair | Defects | A128 | Pillar busbar loose connection - thermal cycling. | C130 | Pillar busbar | loose connection | thermal cycling. | [6 empty] | 1
UG - Pillars | Pillar - repair | Defects | A128 | Pillar cover damaged / missing - deterioration. | C139 | Pillar cover | damaged / missing | deterioration. | [6 empty] | 1
UG - Pillars | Pillar - repair | Defects | A128 | Pillar cover damaged / missing - third party impact. | C138 | Pillar cover | damaged / missing | third party impact. | [6 empty] | 1
UG - Pillars | Pillar - repair | Defects | A128 | Pillar cover damaged / missing - vandalism. | C140 | Pillar cover | damaged / missing | vandalism. | [6 empty] | 1
UG - Pillars | Pillar - repair | Defects | A128 | Pillar cover not secure - bolts damaged or missing. | C135 | Pillar cover | not secure | bolts damaged or missing. | [6 empty] | 1
UG - Pillars | Pillar - repair | Defects | A128 | Pillar cover obstructed - altered ground level. | C137 | Pillar cover | obstructed | altered ground level. | [6 empty] | 1
UG - Pillars | Pillar - repair | Defects | A128 | Pillar cover obstructed - vegetation. | C136 | Pillar cover | obstructed | vegetation. | [6 empty] | 1
UG - Pillars | Pillar - repair | Defects | A128 | Pillar electrical connection insufficient clearance - vermin. | C157 | Pillar electrical connection | insufficient clearance | vermin. | [6 empty] | 1
UG - Pillars | Pillar - repair | Defects | A128 | Pillar internal frame loose/weakened - movement from operation. | C162 | Pillar internal frame | loose/weakened | movement from operation. | [6 empty] | 1
UG - Pillars | Pillar - repair | Defects | A128 | Pillar lock / securing bolts damaged / missing - corrosion. | C166 | Pillar lock / securing bolts | damaged / missing | corrosion. | [6 empty] | 1
UG - Pillars | Pillar - repair | Defects | A128 | Pillar lock / securing bolts damaged / missing - third party impact. | C164 | Pillar lock / securing bolts | damaged / missing | third party impact. | [6 empty] | 1
UG - Pillars | Pillar - repair | Defects | A128 | Pillar lock / securing bolts damaged / missing - vandalism. | C165 | Pillar lock / securing bolts | damaged / missing | vandalism. | [6 empty] | 1
UG - Pillars | Pillar - repair | Defects | A128 | Pillar phase identification missing / illegible - deterioration. | C168 | Pillar phase identification | missing / illegible | deterioration. | [6 empty] | 1
UG - Pillars | Pillar - repair | Defects | A128 | Pillar phase identification missing / illegible - not installed. | C167 | Pillar phase identification | missing / illegible | not installed. | [6 empty] | 1
UG - Pillars | Pillar - repair | Defects | A128 | Pillar termination block broken / damaged - corrosion. | C173 | Pillar termination block | broken / damaged | corrosion. | [6 empty] | 1
UG - Pillars | Pillar - repair | Defects | A128 | Pillar termination block broken / damaged - non compliant installation. | C171 | Pillar termination block | broken / damaged | non compliant installation. | [6 empty] | 1
UG - Pillars | Pillar - repair | Defects | A128 | Pillar termination block broken / damaged - overheated. | C172 | Pillar termination block | broken / damaged | overheated. | [6 empty] | 1
UG - Pillars | Pillar - repair | Defects | A128 | Pillar termination block cannot remove cover - damaged cover. | C174 | Pillar termination block | cannot remove cover | damaged cover. | [6 empty] | 1
UG - Pillars | Pillar - repair | Defects | A128 | Pillar termination block loose connection - non compliant installation. | C169 | Pillar termination block | loose connection | non compliant installation. | [6 empty] | 1
UG - Pillars | Pillar - repair | Defects | A128 | Pillar termination block loose connection - thermal cycling. | C170 | Pillar termination block | loose connection | thermal cycling. | [6 empty] | 1
UG - Pillars | Pillar - repair | Defects | A128 | Shroud / phase covers damaged / missing - deterioration. | C501 | Shroud / phase covers | damaged / missing | deterioration. | [6 empty] | 1
UG - Pillars | Pillar - repair | Defects | A128 | Shroud / phase covers damaged / missing - not installed. | C500 | Shroud / phase covers | damaged / missing | not installed. | [6 empty] | 1
UG - Pillars | Pillar - repair | Defects | A128 | Shroud / phase covers damaged / missing - third party impact. | C499 | Shroud / phase covers | damaged / missing | third party impact. | [6 empty] | 1
UG - Pillars | Pillar - repair | Defects | A128 | zOther cause (unknown / unlisted) - add note. | C000 | zOther | cause (unknown / unlisted) | add note. | [6 empty] | 114
UG - Pillars | Pillar - replace | Defects | A129 | Pillar base broken / damaged - deterioration. | C125 | Pillar base | broken / damaged | deterioration. | [6 empty] | 1
UG - Pillars | Pillar - replace | Defects | A129 | Pillar base broken / damaged - third party impact. | C123 | Pillar base | broken / damaged | third party impact. | [6 empty] | 2
UG - Pillars | Pillar - replace | Defects | A129 | Pillar base broken / damaged - vandalism. | C126 | Pillar base | broken / damaged | vandalism. | [6 empty] | 2
UG - Pillars | Pillar - replace | Defects | A129 | Pillar base not secure - bolts damaged or missing. | C128 | Pillar base | not secure | bolts damaged or missing. | [6 empty] | 1
UG - Pillars | Pillar - replace | Defects | A129 | Pillar busbar broken / damaged - corrosion. | C133 | Pillar busbar | broken / damaged | corrosion. | [6 empty] | 2
UG - Pillars | Pillar - replace | Defects | A129 | Pillar busbar broken / damaged - high resistance / overheated. | C134 | Pillar busbar | broken / damaged | high resistance / overheated. | [6 empty] | 2
UG - Pillars | Pillar - replace | Defects | A129 | Pillar busbar broken / damaged - non compliant installation. | C131 | Pillar busbar | broken / damaged | non compliant installation. | [6 empty] | 2
UG - Pillars | Pillar - replace | Defects | A129 | Pillar busbar broken / damaged - seized / stripped bolt. | C132 | Pillar busbar | broken / damaged | seized / stripped bolt. | [6 empty] | 2
UG - Pillars | Pillar - replace | Defects | A129 | Pillar busbar loose connection - non compliant installation. | C129 | Pillar busbar | loose connection | non compliant installation. | [6 empty] | 2
UG - Pillars | Pillar - replace | Defects | A129 | Pillar busbar loose connection - thermal cycling. | C130 | Pillar busbar | loose connection | thermal cycling. | [6 empty] | 2
UG - Pillars | Pillar - replace | Defects | A129 | Pillar cover damaged / missing - deterioration. | C139 | Pillar cover | damaged / missing | deterioration. | [6 empty] | 2
UG - Pillars | Pillar - replace | Defects | A129 | Pillar cover damaged / missing - third party impact. | C138 | Pillar cover | damaged / missing | third party impact. | [6 empty] | 2
UG - Pillars | Pillar - replace | Defects | A129 | Pillar cover damaged / missing - vandalism. | C140 | Pillar cover | damaged / missing | vandalism. | [6 empty] | 2
UG - Pillars | Pillar - replace | Defects | A129 | Pillar electrical connection insufficient clearance - third party impact. | C156 | Pillar electrical connection | insufficient clearance | third party impact. | [6 empty] | 1
UG - Pillars | Pillar - replace | Defects | A129 | Pillar electrical connection insufficient clearance - vermin. | C157 | Pillar electrical connection | insufficient clearance | vermin. | [6 empty] | 2
UG - Pillars | Pillar - replace | Defects | A129 | Pillar internal frame broken / damaged - corrosion. | C161 | Pillar internal frame | broken / damaged | corrosion. | [6 empty] | 1
UG - Pillars | Pillar - replace | Defects | A129 | Pillar internal frame broken / damaged - deterioration of separator . | C159 | Pillar internal frame | broken / damaged | deterioration of separator . | [6 empty] | 1
UG - Pillars | Pillar - replace | Defects | A129 | Pillar internal frame broken / damaged - third party impact. | C158 | Pillar internal frame | broken / damaged | third party impact. | [6 empty] | 1
UG - Pillars | Pillar - replace | Defects | A129 | Pillar internal frame broken / damaged - vandalism. | C160 | Pillar internal frame | broken / damaged | vandalism. | [6 empty] | 1
UG - Pillars | Pillar - replace | Defects | A129 | Pillar internal frame loose/weakened - corrosion of bolts / mounting hardware. | C163 | Pillar internal frame | loose/weakened | corrosion of bolts / mounting hardware. | [6 empty] | 1
UG - Pillars | Pillar - replace | Defects | A129 | Pillar internal frame loose/weakened - movement from operation. | C162 | Pillar internal frame | loose/weakened | movement from operation. | [6 empty] | 2
UG - Pillars | Pillar - replace | Defects | A129 | Pillar lock / securing bolts damaged / missing - corrosion. | C166 | Pillar lock / securing bolts | damaged / missing | corrosion. | [6 empty] | 2
UG - Pillars | Pillar - replace | Defects | A129 | Pillar lock / securing bolts damaged / missing - third party impact. | C164 | Pillar lock / securing bolts | damaged / missing | third party impact. | [6 empty] | 2
UG - Pillars | Pillar - replace | Defects | A129 | Pillar lock / securing bolts damaged / missing - vandalism. | C165 | Pillar lock / securing bolts | damaged / missing | vandalism. | [6 empty] | 2
UG - Pillars | Pillar - replace | Defects | A129 | Pillar termination block broken / damaged - corrosion. | C173 | Pillar termination block | broken / damaged | corrosion. | [6 empty] | 2
UG - Pillars | Pillar - replace | Defects | A129 | Pillar termination block broken / damaged - non compliant installation. | C171 | Pillar termination block | broken / damaged | non compliant installation. | [6 empty] | 2
UG - Pillars | Pillar - replace | Defects | A129 | Pillar termination block broken / damaged - overheated. | C172 | Pillar termination block | broken / damaged | overheated. | [6 empty] | 2
UG - Pillars | Pillar - replace | Defects | A129 | Pillar termination block cannot remove cover - damaged cover. | C174 | Pillar termination block | cannot remove cover | damaged cover. | [6 empty] | 2
UG - Pillars | Pillar - replace | Defects | A129 | Pillar termination block loose connection - non compliant installation. | C169 | Pillar termination block | loose connection | non compliant installation. | [6 empty] | 2
UG - Pillars | Pillar - replace | Defects | A129 | Pillar termination block loose connection - thermal cycling. | C170 | Pillar termination block | loose connection | thermal cycling. | [6 empty] | 2
UG - Pillars | Pillar - replace | Defects | A129 | zOther cause (unknown / unlisted) - add note. | C000 | zOther | cause (unknown / unlisted) | add note. | [6 empty] | 115
UG - Pits | Pit - relocate | Defects | A130 | Pit incorrectly located - installed on private property or outside easement. | C189 | Pit | incorrectly located | installed on private property or outside easement. | [6 empty] | 1
UG - Pits | Pit - relocate | Defects | A130 | zOther cause (unknown / unlisted) - add note. | C000 | zOther | cause (unknown / unlisted) | add note. | [6 empty] | 116
UG - Pits | Pit - repair | Defects | A132 | Pit air lock cover (bell) broken / damaged - third party impact. | C190 | Pit air lock cover (bell) | broken / damaged | third party impact. | [6 empty] | 1
UG - Pits | Pit - repair | Defects | A132 | Pit air lock cover (bell) retaining bar missing / not securely fitted - non compliant installation. | C191 | Pit air lock cover (bell) | retaining bar missing / not securely fitted | non compliant installation. | [6 empty] | 1
UG - Pits | Pit - repair | Defects | A132 | Pit contaminated - gas and other pollutant ingress. | C186 | Pit | contaminated | gas and other pollutant ingress. | [6 empty] | 1
UG - Pits | Pit - repair | Defects | A132 | Pit electrical connection deteriorated - water ingress. | C216 | Pit electrical connection | deteriorated | water ingress. | [6 empty] | 1
UG - Pits | Pit - repair | Defects | A132 | Pit electrical connection high resistance - non compliant installation. | C217 | Pit electrical connection | high resistance | non compliant installation. | [6 empty] | 1
UG - Pits | Pit - repair | Defects | A132 | Pit electrical connection open circuit - mechanical damage. | C214 | Pit electrical connection | open circuit | mechanical damage. | [6 empty] | 1
UG - Pits | Pit - repair | Defects | A132 | Pit electrical connection reverse polarity - non compliant installation. | C215 | Pit electrical connection | reverse polarity | non compliant installation. | [6 empty] | 1
UG - Pits | Pit - repair | Defects | A132 | Pit incorrect level - ground level changes. | C188 | Pit | incorrect level | ground level changes. | [6 empty] | 1
UG - Pits | Pit - repair | Defects | A132 | Pit incorrect level - non compliant installation. | C187 | Pit | incorrect level | non compliant installation. | [6 empty] | 1
UG - Pits | Pit - repair | Defects | A132 | Pit internal ladder deteriorated - corrosion. | C219 | Pit internal ladder | deteriorated | corrosion. | [6 empty] | 1
UG - Pits | Pit - repair | Defects | A132 | Pit internal ladder missing - not installed. | C218 | Pit internal ladder | missing | not installed. | [6 empty] | 1
UG - Pits | Pit - repair | Defects | A132 | Pit lid (concrete) broken / damaged - deterioration. | C226 | Pit lid (concrete) | broken / damaged | deterioration. | [6 empty] | 1
UG - Pits | Pit - repair | Defects | A132 | Pit lid (concrete) broken / damaged - third party impact. | C225 | Pit lid (concrete) | broken / damaged | third party impact. | [6 empty] | 1
UG - Pits | Pit - repair | Defects | A132 | Pit lid (fibrous cement) broken / damaged - deterioration. | C228 | Pit lid (fibrous cement) | broken / damaged | deterioration. | [6 empty] | 1
UG - Pits | Pit - repair | Defects | A132 | Pit lid (fibrous cement) broken / damaged - third party impact. | C227 | Pit lid (fibrous cement) | broken / damaged | third party impact. | [6 empty] | 1
UG - Pits | Pit - repair | Defects | A132 | Pit lid (metallic) broken / damaged - deterioration. | C230 | Pit lid (metallic) | broken / damaged | deterioration. | [6 empty] | 1
UG - Pits | Pit - repair | Defects | A132 | Pit lid (metallic) broken / damaged - third party impact. | C229 | Pit lid (metallic) | broken / damaged | third party impact. | [6 empty] | 1
UG - Pits | Pit - repair | Defects | A132 | Pit lid (plastic) broken / damaged - deterioration. | C232 | Pit lid (plastic) | broken / damaged | deterioration. | [6 empty] | 1
UG - Pits | Pit - repair | Defects | A132 | Pit lid (plastic) broken / damaged - third party impact. | C231 | Pit lid (plastic) | broken / damaged | third party impact. | [6 empty] | 1
UG - Pits | Pit - repair | Defects | A132 | Pit lid (polycrete) broken / damaged - deterioration. | C234 | Pit lid (polycrete) | broken / damaged | deterioration. | [6 empty] | 1
UG - Pits | Pit - repair | Defects | A132 | Pit lid (polycrete) broken / damaged - third party impact. | C233 | Pit lid (polycrete) | broken / damaged | third party impact. | [6 empty] | 1
UG - Pits | Pit - repair | Defects | A132 | Pit lid liner deteriorated - deterioration. | C240 | Pit lid liner | deteriorated | deterioration. | [6 empty] | 1
UG - Pits | Pit - repair | Defects | A132 | Pit lid liner missing - not installed. | C239 | Pit lid liner | missing | not installed. | [6 empty] | 1
UG - Pits | Pit - repair | Defects | A132 | Pit lid missing - unknown. | C220 | Pit lid | missing | unknown. | [6 empty] | 1
UG - Pits | Pit - repair | Defects | A132 | Pit lid securing bolts damaged / missing - corrosion of bolts / mounting hardware. | C222 | Pit lid | securing bolts damaged / missing | corrosion of bolts / mounting hardware. | [6 empty] | 1
UG - Pits | Pit - repair | Defects | A132 | Pit lid securing bolts damaged / missing - vandalism. | C221 | Pit lid | securing bolts damaged / missing | vandalism. | [6 empty] | 1
UG - Pits | Pit - repair | Defects | A132 | Pit lid support bar misaligned - non compliant installation. | C241 | Pit lid support bar | misaligned | non compliant installation. | [6 empty] | 1
UG - Pits | Pit - repair | Defects | A132 | Pit lid support bar missing - not installed. | C242 | Pit lid support bar | missing | not installed. | [6 empty] | 1
UG - Pits | Pit - repair | Defects | A132 | Pit lid unable to open - build up of debris in frame. | C224 | Pit lid | unable to open | build up of debris in frame. | [6 empty] | 1
UG - Pits | Pit - repair | Defects | A132 | Pit lid unable to open - lifting eye damaged. | C223 | Pit lid | unable to open | lifting eye damaged. | [6 empty] | 1
UG - Pits | Pit - repair | Defects | A132 | Pit obstruction (external) - foreign objects. | C177 | Pit | obstruction (external) | foreign objects. | [6 empty] | 1
UG - Pits | Pit - repair | Defects | A132 | Pit obstruction (external) - unauthorised construction. | C175 | Pit | obstruction (external) | unauthorised construction. | [6 empty] | 1
UG - Pits | Pit - repair | Defects | A132 | Pit obstruction (external) - vegetation. | C176 | Pit | obstruction (external) | vegetation. | [6 empty] | 1
UG - Pits | Pit - repair | Defects | A132 | Pit obstruction (internal) - foreign objects. | C183 | Pit | obstruction (internal) | foreign objects. | [6 empty] | 1
UG - Pits | Pit - repair | Defects | A132 | Pit obstruction (internal) - soil ingress. | C178 | Pit | obstruction (internal) | soil ingress. | [6 empty] | 1
UG - Pits | Pit - repair | Defects | A132 | Pit obstruction (internal) - unauthorised installation by 3rd party service. | C179 | Pit | obstruction (internal) | unauthorised installation by 3rd party service. | [6 empty] | 1
UG - Pits | Pit - repair | Defects | A132 | Pit obstruction (internal) - vegetation. | C180 | Pit | obstruction (internal) | vegetation. | [6 empty] | 1
UG - Pits | Pit - repair | Defects | A132 | Pit obstruction (internal) - vermin. | C181 | Pit | obstruction (internal) | vermin. | [6 empty] | 1
UG - Pits | Pit - repair | Defects | A132 | Pit obstruction (internal) - water ingress. | C182 | Pit | obstruction (internal) | water ingress. | [6 empty] | 1
UG - Pits | Pit - repair | Defects | A132 | zOther cause (unknown / unlisted) - add note. | C000 | zOther | cause (unknown / unlisted) | add note. | [6 empty] | 117
UG - Pits | Pit - replace | Defects | A133 | Pit air lock cover (bell) retaining bar missing / not securely fitted - non compliant installation. | C191 | Pit air lock cover (bell) | retaining bar missing / not securely fitted | non compliant installation. | [6 empty] | 2
UG - Pits | Pit - replace | Defects | A133 | Pit body (concrete) broken / damaged - deterioration. | C193 | Pit body (concrete) | broken / damaged | deterioration. | [6 empty] | 1
UG - Pits | Pit - replace | Defects | A133 | Pit body (concrete) broken / damaged - third party impact. | C192 | Pit body (concrete) | broken / damaged | third party impact. | [6 empty] | 1
UG - Pits | Pit - replace | Defects | A133 | Pit body (fibrous cement) broken / damaged - deterioration. | C195 | Pit body (fibrous cement) | broken / damaged | deterioration. | [6 empty] | 1
UG - Pits | Pit - replace | Defects | A133 | Pit body (fibrous cement) broken / damaged - third party impact. | C194 | Pit body (fibrous cement) | broken / damaged | third party impact. | [6 empty] | 1
UG - Pits | Pit - replace | Defects | A133 | Pit body (masonry) broken / damaged - deterioration. | C197 | Pit body (masonry) | broken / damaged | deterioration. | [6 empty] | 1
UG - Pits | Pit - replace | Defects | A133 | Pit body (masonry) broken / damaged - third party impact. | C196 | Pit body (masonry) | broken / damaged | third party impact. | [6 empty] | 1
UG - Pits | Pit - replace | Defects | A133 | Pit body (polycrete) broken / damaged - deterioration. | C211 | Pit body (polycrete) | broken / damaged | deterioration. | [6 empty] | 1
UG - Pits | Pit - replace | Defects | A133 | Pit body (polycrete) broken / damaged - third party impact. | C210 | Pit body (polycrete) | broken / damaged | third party impact. | [6 empty] | 1
UG - Pits | Pit - replace | Defects | A133 | Pit body (polymer) broken / damaged - deterioration. | C213 | Pit body (polymer) | broken / damaged | deterioration. | [6 empty] | 1
UG - Pits | Pit - replace | Defects | A133 | Pit body (polymer) broken / damaged - third party impact. | C212 | Pit body (polymer) | broken / damaged | third party impact. | [6 empty] | 1
UG - Pits | Pit - replace | Defects | A133 | Pit contaminated - damaged asbestos. | C185 | Pit | contaminated | damaged asbestos. | [6 empty] | 1
UG - Pits | Pit - replace | Defects | A133 | Pit lid securing bolts damaged / missing - corrosion of bolts / mounting hardware. | C222 | Pit lid | securing bolts damaged / missing | corrosion of bolts / mounting hardware. | [6 empty] | 2
UG - Pits | Pit - replace | Defects | A133 | Pit lid securing bolts damaged / missing - vandalism. | C221 | Pit lid | securing bolts damaged / missing | vandalism. | [6 empty] | 2
UG - Pits | Pit - replace | Defects | A133 | Pit obstruction (internal) - soil ingress. | C178 | Pit | obstruction (internal) | soil ingress. | [6 empty] | 2
UG - Pits | Pit - replace | Defects | A133 | zOther cause (unknown / unlisted) - add note. | C000 | zOther | cause (unknown / unlisted) | add note. | [6 empty] | 118
UG - Pits | Pit - restore ground level | Defects | A136 | Pit incorrect level - ground level changes. | C188 | Pit | incorrect level | ground level changes. | [6 empty] | 2
UG - Pits | Pit - restore ground level | Defects | A136 | Pit incorrect level - non compliant installation. | C187 | Pit | incorrect level | non compliant installation. | [6 empty] | 2
UG - Pits | Pit - restore ground level | Defects | A136 | zOther cause (unknown / unlisted) - add note. | C000 | zOther | cause (unknown / unlisted) | add note. | [6 empty] | 119
GE - Private Assets | Private asset - customer notification | Defects | A157 | Private asset customer notification - rectification reqd. | B070 | Private asset | customer notification | rectification reqd. | [6 empty] | 1
GE - Private Assets | Private asset - customer notification | Defects | A157 | zOther cause (unknown / unlisted) - add note. | C000 | zOther | cause (unknown / unlisted) | add note. | [6 empty] | 120
GE - Private Assets | Private asset - disconnection | Defects | A332 | Private asset poor condition - unsafe. | B885 | Private asset | unsafe | poor condition. | [6 empty] | 1
GE - Private Assets | Private asset - reconnection | Defects | A333 | Private asset compliant condition - safe. | B886 | Private asset | safe | compliant condition. | [6 empty] | 1
GE - Private Assets | Private asset - remove foreign objects | Defects | A314 | Private asset foreign objects attached - weather / vandalism etc. | B810 | Private asset | foreign objects attached | weather / fauna / vandalism etc. | [6 empty] | 1
GE - Private Assets | Private asset - remove foreign objects | Defects | A314 | zOther cause (unknown / unlisted) - add note. | C000 | zOther | cause (unknown / unlisted) | add note. | [6 empty] | 121
GE - Private Assets | Private asset - repair | Defects | A158 | Private pole broken / damaged - add note. | B065 | Private pole | broken / damaged | add note. | [6 empty] | 1
GE - Private Assets | Private asset - repair | Defects | A158 | Private crossarm broken / damaged - add note. | B101 | Private crossarm | broken / damaged | add note. | [6 empty] | 1
GE - Private Assets | Private asset - repair | Defects | A158 | Private conductor broken / damaged - add note. | B068 | Private conductor | broken / damaged | add note. | [6 empty] | 1
GE - Private Assets | Private asset - repair | Defects | A158 | Private conductor insufficient clearance - add note. | B069 | Private conductor | insufficient clearance | add note. | [6 empty] | 1
GE - Private Assets | Private asset - repair | Defects | A158 | Private conduit broken / damaged - add note. | B617 | Private conduit | broken / damaged | add note. | [6 empty] | 1
GE - Private Assets | Private asset - repair | Defects | A158 | Private earth broken / damaged - add note. | B826 | Private earth | broken / damaged | add note. | [6 empty] | 1
GE - Private Assets | Private asset - repair | Defects | A158 | Private fuse / CB broken / damaged - add note. | B106 | Private fuse / CB | broken / damaged | add note. | [6 empty] | 1
GE - Private Assets | Private asset - repair | Defects | A158 | Private pillar broken / damaged - add note. | B828 | Private pillar | broken / damaged | add note. | [6 empty] | 1
GE - Private Assets | Private asset - repair | Defects | A158 | Private pit broken / damaged - add note. | B829 | Private pit | broken / damaged | add note. | [6 empty] | 1
GE - Private Assets | Private asset - repair | Defects | A158 | Private service connection point broken / damaged - add note. | B104 | Private service connection point | broken / damaged | add note. | [6 empty] | 1
GE - Private Assets | Private asset - repair | Defects | A158 | Private service mains broken / damaged - add note. | B103 | Private service mains | broken / damaged | add note. | [6 empty] | 1
GE - Private Assets | Private asset - repair | Defects | A158 | Private stay broken / damaged - add note. | B827 | Private stay | broken / damaged | add note. | [6 empty] | 1
GE - Private Assets | Private asset - repair | Defects | A158 | Private switchboard broken / damaged - add note. | B105 | Private switchboard | broken / damaged | add note. | [6 empty] | 1
GE - Private Assets | Private asset - repair | Defects | A158 | zOther cause (unknown / unlisted) - add note. | C000 | zOther | cause (unknown / unlisted) | add note. | [6 empty] | 122
GE - Private Assets | Private asset - replace | Defects | A159 | Private pole broken / damaged - add note. | B065 | Private pole | broken / damaged | add note. | [6 empty] | 2
GE - Private Assets | Private asset - replace | Defects | A159 | Private crossarm broken / damaged - add note. | B101 | Private crossarm | broken / damaged | add note. | [6 empty] | 2
GE - Private Assets | Private asset - replace | Defects | A159 | Private insulator broken / damaged - add note. | B102 | Private insulator | broken / damaged | add note. | [6 empty] | 1
GE - Private Assets | Private asset - replace | Defects | A159 | Private conductor broken / damaged - add note. | B068 | Private conductor | broken / damaged | add note. | [6 empty] | 2
GE - Private Assets | Private asset - replace | Defects | A159 | Private conduit broken / damaged - add note. | B617 | Private conduit | broken / damaged | add note. | [6 empty] | 2
GE - Private Assets | Private asset - replace | Defects | A159 | Private earth broken / damaged - add note. | B826 | Private earth | broken / damaged | add note. | [6 empty] | 2
GE - Private Assets | Private asset - replace | Defects | A159 | Private fuse / CB broken / damaged - add note. | B106 | Private fuse / CB | broken / damaged | add note. | [6 empty] | 2
GE - Private Assets | Private asset - replace | Defects | A159 | Private pillar broken / damaged - add note. | B828 | Private pillar | broken / damaged | add note. | [6 empty] | 2
GE - Private Assets | Private asset - replace | Defects | A159 | Private pit broken / damaged - add note. | B829 | Private pit | broken / damaged | add note. | [6 empty] | 2
GE - Private Assets | Private asset - replace | Defects | A159 | Private service connection point broken / damaged - add note. | B104 | Private service connection point | broken / damaged | add note. | [6 empty] | 2
GE - Private Assets | Private asset - replace | Defects | A159 | Private service mains broken / damaged - add note. | B103 | Private service mains | broken / damaged | add note. | [6 empty] | 2
GE - Private Assets | Private asset - replace | Defects | A159 | Private stay broken / damaged - add note. | B827 | Private stay | broken / damaged | add note. | [6 empty] | 2
GE - Private Assets | Private asset - replace | Defects | A159 | Private switchboard broken / damaged - add note. | B105 | Private switchboard | broken / damaged | add note. | [6 empty] | 2
GE - Private Assets | Private asset - replace | Defects | A159 | zOther cause (unknown / unlisted) - add note. | C000 | zOther | cause (unknown / unlisted) | add note. | [6 empty] | 123
GE - Private Assets | Private Cable - repair | Defects | A334 | Private asset broken / damaged - add note | B887 | Private asset | broken / damaged | add note. | [6 empty] | 1
GE - Private Assets | Private Cable - replace | Defects | A335 | Private asset broken / damaged - add note | B887 | Private asset | broken / damaged | add note. | [6 empty] | 2
GE - Private Assets | Private Conductor- repair | Defects | A336 | Private asset insufficient clearance - add note. | B889 | Private asset | insufficient clearance | add note. | [6 empty] | 1
GE - Private Assets | Private Conductor- repair | Defects | A336 | Private asset broken / damaged - add note | B887 | Private asset | broken / damaged | add note. | [6 empty] | 3
GE - Private Assets | Private Conductor- replace | Defects | A337 | Private asset insufficient clearance - add note. | B889 | Private asset | insufficient clearance | add note. | [6 empty] | 2
GE - Private Assets | Private Conductor- replace | Defects | A337 | Private asset broken / damaged - add note | B887 | Private asset | broken / damaged | add note. | [6 empty] | 4
GE - Private Assets | Private Conduit - repair | Defects | A338 | Private asset broken / damaged - add note | B887 | Private asset | broken / damaged | add note. | [6 empty] | 5
GE - Private Assets | Private Conduit - replace | Defects | A339 | Private asset broken / damaged - add note | B887 | Private asset | broken / damaged | add note. | [6 empty] | 6
GE - Private Assets | Private Crossarm - repair | Defects | A340 | Private asset broken / damaged - add note | B887 | Private asset | broken / damaged | add note. | [6 empty] | 7
GE - Private Assets | Private Crossarm - replace | Defects | A341 | Private asset broken / damaged - add note | B887 | Private asset | broken / damaged | add note. | [6 empty] | 8
GE - Private Assets | Private Earth - repair | Defects | A342 | Private asset broken / damaged - add note | B887 | Private asset | broken / damaged | add note. | [6 empty] | 9
GE - Private Assets | Private Earth - replace | Defects | A343 | Private asset broken / damaged - add note | B887 | Private asset | broken / damaged | add note. | [6 empty] | 10
GE - Private Assets | Private Fuse - repair | Defects | A344 | Private asset broken / damaged - add note | B887 | Private asset | broken / damaged | add note. | [6 empty] | 11
GE - Private Assets | Private Fuse - replace | Defects | A345 | Private asset broken / damaged - add note | B887 | Private asset | broken / damaged | add note. | [6 empty] | 12
GE - Private Assets | Private Insulator- repair | Defects | A346 | Private asset broken / damaged - add note | B887 | Private asset | broken / damaged | add note. | [6 empty] | 13
GE - Private Assets | Private Insulator- replace | Defects | A347 | Private asset broken / damaged - add note | B887 | Private asset | broken / damaged | add note. | [6 empty] | 14
GE - Private Assets | Private Pillar - repair | Defects | A350 | Private asset broken / damaged - add note | B887 | Private asset | broken / damaged | add note. | [6 empty] | 15
GE - Private Assets | Private Pillar - replace | Defects | A351 | Private asset broken / damaged - add note | B887 | Private asset | broken / damaged | add note. | [6 empty] | 16
GE - Private Assets | Private Pit - repair | Defects | A352 | Private asset broken / damaged - add note | B887 | Private asset | broken / damaged | add note. | [6 empty] | 17
GE - Private Assets | Private Pit - replace | Defects | A353 | Private asset broken / damaged - add note | B887 | Private asset | broken / damaged | add note. | [6 empty] | 18
GE - Private Assets | Private Pole - repair | Defects | A354 | Private asset foreign objects attached - weather / vandalism etc. | B810 | Private asset | foreign objects attached | weather / fauna / vandalism etc. | [6 empty] | 2
GE - Private Assets | Private Pole - repair | Defects | A354 | Private asset broken / damaged - add note | B887 | Private asset | broken / damaged | add note. | [6 empty] | 19
GE - Private Assets | Private Pole - replace | Defects | A355 | Private asset broken / damaged - add note | B887 | Private asset | broken / damaged | add note. | [6 empty] | 20
GE - Private Assets | Private Relay / Timer - repair | Defects | A356 | Private asset broken / damaged - add note | B887 | Private asset | broken / damaged | add note. | [6 empty] | 21
GE - Private Assets | Private Relay / Timer - replace | Defects | A357 | Private asset broken / damaged - add note | B887 | Private asset | broken / damaged | add note. | [6 empty] | 22
GE - Private Assets | Private Riser Bracket - repair | Defects | A358 | Private asset broken / damaged - add note | B887 | Private asset | broken / damaged | add note. | [6 empty] | 23
GE - Private Assets | Private Riser Bracket - replace | Defects | A359 | Private asset broken / damaged - add note | B887 | Private asset | broken / damaged | add note. | [6 empty] | 24
GE - Private Assets | Private Service Connection - repair | Defects | A360 | Private asset broken / damaged - add note | B887 | Private asset | broken / damaged | add note. | OH Customer Service Connections | [Connection - Private asset] | {broken} | (unknown) | Private asset |  | 25
GE - Private Assets | Private Service Connection - replace | Defects | A361 | Private asset broken / damaged - add note | B887 | Private asset | broken / damaged | add note. | OH Customer Service Connections | [Connection - Private asset] | {broken} | (unknown) | Private asset |  | 26
GE - Private Assets | Private Stay - repair | Defects | A362 | Private asset broken / damaged - add note | B887 | Private asset | broken / damaged | add note. | [6 empty] | 27
GE - Private Assets | Private Stay - replace | Defects | A363 | Private asset broken / damaged - add note | B887 | Private asset | broken / damaged | add note. | [6 empty] | 28
GE - Private Assets | Private Switch - repair | Defects | A364 | Private asset broken / damaged - add note | B887 | Private asset | broken / damaged | add note. | [6 empty] | 29
GE - Private Assets | Private Switch - replace | Defects | A365 | Private asset broken / damaged - add note | B887 | Private asset | broken / damaged | add note. | [6 empty] | 30
GE - Private Assets | Private Switchboard - repair | Defects | A366 | Private asset broken / damaged - add note | B887 | Private asset | broken / damaged | add note. | [6 empty] | 31
GE - Private Assets | Private Switchboard - replace | Defects | A367 | Private asset broken / damaged - add note | B887 | Private asset | broken / damaged | add note. | [6 empty] | 32
Protection Site | Protection Site - Further Inspection Required | Defects | TFIR | Tank Faulty | [10 empty] | 1
Protection Site | Protection Site - Further Inspection Required | Defects | TFIR | Tank Leaking | [10 empty] | 1
Protection Site | Protection Site - Further Inspection Required | Defects | TFIR | Tank Rusty | [10 empty] | 1
Protection Site | Protection Site - Maintenance Required | Defects | TMRQ | Other - Add Note | [10 empty] | 43
Protection Site | Protection Site - Programmed Recloser Exchange | Defects | TEXC | Networks Capital Project | [10 empty] | 6
Protection Site | Protection Site - Replace HV Connections | Defects | TRHV | Wiring Defective | [10 empty] | 2
Protection Site | Protection Site - Replace HV Wiring | Defects | TRHW | Wiring Defective | [10 empty] | 3
Protection Site | Protection Site - Replace Live Line Clamps | Defects | TRLL | Wiring Defective | [10 empty] | 4
Protection Site | Protection Site - Replace LV Connections | Defects | TRLV | Wiring Defective | [10 empty] | 5
Protection Site | Protection Site - Replace LV Wiring | Defects | TRLW | Wiring Defective | [10 empty] | 6
Protection Site | Protection Site - Replace Shrouds | Defects | TRSH | Tank Faulty | [10 empty] | 2
Protection Site | Protection Site - Replace Surge Diverter | Defects | TRSD | Surge Diverter Faulty | [10 empty] | 1
Protection Site | Protection Site - Replace Tank | Defects | TRTK | Tank Faulty | [10 empty] | 3
Protection Site | Protection Site - Replace Tank | Defects | TRTK | Tank Leaking | [10 empty] | 2
Protection Site | Protection Site - Replace Tank | Defects | TRTK | Tank Rusty | [10 empty] | 2
Protection Site | Protection Site - Replace Tank | Defects | TRTK | Tank Storm Damage | [10 empty] | 1
OH - Reclosers | Recloser - repair | Defects | A162 | Recloser VT broken / damaged - flashover / fault current. | C410 | Recloser VT | broken / damaged | flashover / fault current. | [6 empty] | 1
OH - Reclosers | Recloser - repair | Defects | A162 | Recloser VT shorted turns - insulation degradation. | C411 | Recloser VT | shorted turns | insulation degradation. | [6 empty] | 1
OH - Reclosers | Recloser - repair | Defects | A162 | Recloser battery does not hold charge - end of life. | C374 | Recloser battery | does not hold charge | end of life. | [6 empty] | 1
OH - Reclosers | Recloser - repair | Defects | A162 | Recloser broken / damaged - corrosion. | C406 | Recloser | broken / damaged | corrosion. | [6 empty] | 1
OH - Reclosers | Recloser - repair | Defects | A162 | Recloser broken / damaged - deteriorated seal. | C404 | Recloser | broken / damaged | deteriorated seal. | [6 empty] | 1
OH - Reclosers | Recloser - repair | Defects | A162 | Recloser comms aerial damaged / broken - rust / vermin. | C377 | Recloser comms | aerial damaged / broken | rust / vermin. | [6 empty] | 1
OH - Reclosers | Recloser - repair | Defects | A162 | Recloser comms modem inoperable - electronics failure. | C375 | Recloser comms | modem inoperable | electronics failure. | [6 empty] | 1
OH - Reclosers | Recloser - repair | Defects | A162 | Recloser comms wiring open circuit - impact / deterioration. | C376 | Recloser comms | wiring open circuit | impact / deterioration. | [6 empty] | 1
OH - Reclosers | Recloser - repair | Defects | A162 | Recloser control cabinet below minimum height - unknown. | B698 | Recloser control cabinet | below minimum height | unknown. | [6 empty] | 1
OH - Reclosers | Recloser - repair | Defects | A162 | Recloser control cabinet broken / damaged - corrosion. | C380 | Recloser control cabinet | broken / damaged | corrosion. | [6 empty] | 1
OH - Reclosers | Recloser - repair | Defects | A162 | Recloser control cabinet broken / damaged - locking mech failure. | C378 | Recloser control cabinet | broken / damaged | locking mech failure. | [6 empty] | 1
OH - Reclosers | Recloser - repair | Defects | A162 | Recloser control cabinet broken / damaged - moisture or dust ingress. | C381 | Recloser control cabinet | broken / damaged | moisture or dust ingress. | [6 empty] | 1
OH - Reclosers | Recloser - repair | Defects | A162 | Recloser control cabinet broken / damaged - vermin ingress. | C379 | Recloser control cabinet | broken / damaged | vermin ingress. | [6 empty] | 1
OH - Reclosers | Recloser - repair | Defects | A162 | Recloser mounting broken / damaged - corrosion. | B292 | Recloser mounting | broken / damaged | corrosion. | [6 empty] | 1
OH - Reclosers | Recloser - repair | Defects | A162 | Recloser mounting loose attachment to pole - wood shrinkage / loose king bolt. | B291 | Recloser mounting | loose attachment to pole | wood shrinkage / loose king bolt. | [6 empty] | 1
OH - Reclosers | Recloser - repair | Defects | A162 | Recloser operating mechanism broken / damaged - third party impact. | C396 | Recloser operating mechanism | broken / damaged | third party impact. | [6 empty] | 1
OH - Reclosers | Recloser - repair | Defects | A162 | Recloser operating mechanism drive rod deteriorated - insulation degradation. | C398 | Recloser operating mechanism | drive rod deteriorated | insulation degradation. | [6 empty] | 1
OH - Reclosers | Recloser - repair | Defects | A162 | Recloser operating mechanism misaligned - out of adjustment. | C397 | Recloser operating mechanism | misaligned | out of adjustment. | [6 empty] | 1
OH - Reclosers | Recloser - repair | Defects | A162 | Recloser umbilical lead open circuit - faulty connection. | C408 | Recloser umbilical lead | open circuit | faulty connection. | [6 empty] | 1
OH - Reclosers | Recloser - repair | Defects | A162 | zOther cause (unknown / unlisted) - add note. | C000 | zOther | cause (unknown / unlisted) | add note. | [6 empty] | 124
OH - Reclosers | Recloser - replace | Defects | A163 | Recloser VT broken / damaged - flashover / fault current. | C410 | Recloser VT | broken / damaged | flashover / fault current. | [6 empty] | 2
OH - Reclosers | Recloser - replace | Defects | A163 | Recloser VT shorted turns - insulation degradation. | C411 | Recloser VT | shorted turns | insulation degradation. | [6 empty] | 2
OH - Reclosers | Recloser - replace | Defects | A163 | Recloser broken / damaged - corrosion. | C406 | Recloser | broken / damaged | corrosion. | [6 empty] | 2
OH - Reclosers | Recloser - replace | Defects | A163 | Recloser broken / damaged - deteriorated seal. | C404 | Recloser | broken / damaged | deteriorated seal. | [6 empty] | 2
OH - Reclosers | Recloser - replace | Defects | A163 | Recloser broken / damaged - third party impact. | C405 | Recloser | broken / damaged | third party impact. | [6 empty] | 1
OH - Reclosers | Recloser - replace | Defects | A163 | Recloser bushing broken / damaged - lightning. | C383 | Recloser bushing | broken / damaged | lightning. | [6 empty] | 1
OH - Reclosers | Recloser - replace | Defects | A163 | Recloser bushing broken / damaged - mechanical overload. | C384 | Recloser bushing | broken / damaged | mechanical overload. | [6 empty] | 1
OH - Reclosers | Recloser - replace | Defects | A163 | Recloser bushing broken / damaged - secondary failure. | C390 | Recloser bushing | broken / damaged | secondary failure. | [6 empty] | 1
OH - Reclosers | Recloser - replace | Defects | A163 | Recloser bushing broken / damaged - vandalism. | C385 | Recloser bushing | broken / damaged | vandalism. | [6 empty] | 1
OH - Reclosers | Recloser - replace | Defects | A163 | Recloser bushing broken / damaged - vegetation fallen from outside corridor. | C386 | Recloser bushing | broken / damaged | vegetation fallen from outside corridor. | [6 empty] | 1
OH - Reclosers | Recloser - replace | Defects | A163 | Recloser bushing broken / damaged - vegetation fallen from within corridor. | C387 | Recloser bushing | broken / damaged | vegetation fallen from within corridor. | [6 empty] | 1
OH - Reclosers | Recloser - replace | Defects | A163 | Recloser bushing broken / damaged - wildlife. | C388 | Recloser bushing | broken / damaged | wildlife. | [6 empty] | 1
OH - Reclosers | Recloser - replace | Defects | A163 | Recloser bushing broken / damaged - wind / storm debris (non veg). | C389 | Recloser bushing | broken / damaged | wind / storm debris (non veg). | [6 empty] | 1
OH - Reclosers | Recloser - replace | Defects | A163 | Recloser bushing tracking - deterioration. | C393 | Recloser bushing | tracking | deterioration. | [6 empty] | 1
OH - Reclosers | Recloser - replace | Defects | A163 | Recloser bushing tracking - surface contamination. | C392 | Recloser bushing | tracking | surface contamination. | [6 empty] | 1
OH - Reclosers | Recloser - replace | Defects | A163 | Recloser fails to operate - closing circuit failure. | C373 | Recloser | fails to operate | closing circuit failure. | [6 empty] | 1
OH - Reclosers | Recloser - replace | Defects | A163 | Recloser fails to operate - opening circuit failure. | C372 | Recloser | fails to operate | opening circuit failure. | [6 empty] | 1
OH - Reclosers | Recloser - replace | Defects | A163 | Recloser gas low gas pressure - damaged or leaking seal. | C382 | Recloser gas | low gas pressure | damaged or leaking seal. | [6 empty] | 1
OH - Reclosers | Recloser - replace | Defects | A163 | Recloser main contacts damaged / worn - arcing. | C394 | Recloser main contacts | damaged / worn | arcing. | [6 empty] | 1
OH - Reclosers | Recloser - replace | Defects | A163 | Recloser oil leaking - deteriorated seal or valve. | C395 | Recloser oil | leaking | deteriorated seal or valve. | [6 empty] | 1
OH - Reclosers | Recloser - replace | Defects | A163 | Recloser trip mechanism slow operation - wear. | C407 | Recloser trip mechanism | slow operation | wear. | [6 empty] | 1
OH - Reclosers | Recloser - replace | Defects | A163 | Recloser vacuum interrupter fails to extinguish arc - end of interrupter life. | C409 | Recloser vacuum interrupter | fails to extinguish arc | end of interrupter life. | [6 empty] | 1
OH - Reclosers | Recloser - replace | Defects | A163 | zOther cause (unknown / unlisted) - add note. | C000 | zOther | cause (unknown / unlisted) | add note. | [6 empty] | 125
OH - Reclosers | Recloser fauna shroud - repair | Defects | A290 | Recloser fauna shrouds dislodged - loose fitting. | B666 | Recloser fauna shrouds | dislodged | loose fitting. | [6 empty] | 1
OH - Reclosers | Recloser fauna shroud - repair | Defects | A290 | Recloser fauna shrouds missing - previous design standard. | B643 | Recloser fauna shrouds | missing | previous design standard. | [6 empty] | 1
OH - Reclosers | Recloser fauna shroud - repair | Defects | A290 | zOther cause (unknown / unlisted) - add note. | C000 | zOther | cause (unknown / unlisted) | add note. | [6 empty] | 126
OH - Reclosers | Recloser fauna shrouds - install | Defects | A165 | HV lightning arrestor shorted (externally) - wildlife. | B541 | HV lightning arrestor | shorted (externally) | wildlife. | [6 empty] | 4
OH - Reclosers | Recloser fauna shrouds - install | Defects | A165 | Recloser bushing shorted (externally) - wildlife. | C391 | Recloser bushing | shorted (externally) | wildlife. | [6 empty] | 1
OH - Reclosers | Recloser fauna shrouds - install | Defects | A165 | Recloser fauna shrouds missing - previous design standard. | B643 | Recloser fauna shrouds | missing | previous design standard. | [6 empty] | 2
OH - Reclosers | Recloser fauna shrouds - install | Defects | A165 | zOther cause (unknown / unlisted) - add note. | C000 | zOther | cause (unknown / unlisted) | add note. | [6 empty] | 127
OH - Reclosers | Recloser surge arrestor - repair | Defects | A166 | HV lightning arrestor loss of earth connection - cut away and not repaired. | B539 | HV lightning arrestor | loss of earth connection | cut away and not repaired. | [6 empty] | 2
OH - Reclosers | Recloser surge arrestor - repair | Defects | A166 | HV lightning arrestor loss of earth connection - deterioration. | B538 | HV lightning arrestor | loss of earth connection | deterioration. | [6 empty] | 2
OH - Reclosers | Recloser surge arrestor - repair | Defects | A166 | HV lightning arrestor shorted (externally) - wildlife. | B541 | HV lightning arrestor | shorted (externally) | wildlife. | [6 empty] | 5
OH - Reclosers | Recloser surge arrestor - repair | Defects | A166 | zOther cause (unknown / unlisted) - add note. | C000 | zOther | cause (unknown / unlisted) | add note. | [6 empty] | 128
OH - Reclosers | Recloser surge arrestor - replace | Defects | A167 | HV lightning arrestor broken / damaged - deterioration. | B537 | HV lightning arrestor | broken / damaged | deterioration. | [6 empty] | 2
OH - Reclosers | Recloser surge arrestor - replace | Defects | A167 | HV lightning arrestor ruptured - lightning. | B540 | HV lightning arrestor | ruptured | lightning. | [6 empty] | 2
OH - Reclosers | Recloser surge arrestor - replace | Defects | A167 | HV lightning arrestor shorted (externally) - wildlife. | B541 | HV lightning arrestor | shorted (externally) | wildlife. | [6 empty] | 6
OH - Reclosers | Recloser surge arrestor - replace | Defects | A167 | HV lightning arrestor tracking - deterioration. | B543 | HV lightning arrestor | tracking | deterioration. | [6 empty] | 2
OH - Reclosers | Recloser surge arrestor - replace | Defects | A167 | HV lightning arrestor tracking - surface contamination. | B542 | HV lightning arrestor | tracking | surface contamination. | [6 empty] | 2
OH - Reclosers | Recloser surge arrestor - replace | Defects | A167 | zOther cause (unknown / unlisted) - add note. | C000 | zOther | cause (unknown / unlisted) | add note. | [6 empty] | 129
OH - Conductors | Conductor fittings - replace | Defects | A059 | Conductor (AAC or AAAC) armour rods deteriorated - fatigue. | C749 | Conductor armour rods (AAC/AAAC/ACSR) | deteriorated | fatigue. | OH Conductors | [Fitting - Inline] | {damaged} | (fatigue) |  |  | 1
OH - Conductors | Conductor fittings - replace | Defects | A059 | Conductor (HDCu) armour rods deteriorated - fatigue. | C778 | Conductor armour rods (HDCU) | deteriorated | fatigue. | OH Conductors | [Fitting - Inline] | {damaged} | (fatigue) |  |  | 1
OH - Conductors | Conductor fittings - replace | Defects | A059 | Conductor (SCGZ or SCAC) armour rods deteriorated - fatigue. | C835 | Conductor armour rods (SCGZ) | deteriorated | fatigue. | OH Conductors | [Fitting - Inline] | {damaged} | (fatigue) |  |  | 1
OH - Conductors | Conductor fittings - replace | Defects | A059 | Conductor armour rods (SCAC) deteriorated - fatigue. | B640 | Conductor armour rods (SCAC) | deteriorated | fatigue. | OH Conductors | [Fitting - Inline] | {damaged} | (fatigue) |  |  | 1
OH - Conductors | Conductor fittings - replace | Defects | A059 | Connection (live line clamp) audible noise - incorrect size / loose clamp. | B170 | Connection (live line clamp) | audible noise | incorrect size / loose clamp. | OH Conductors | [Fitting - Inline] | {loose} | (any reason) |  |  | 1
Vegetation Information Management System | Regrowth Control - Manual Cut | Defects | VRCM | Other - Add Note | [10 empty] | 44
Vegetation Information Management System | Regrowth Control - Manual Cut and Herbicide | Defects | VRCH | Other - Add Note | [10 empty] | 45
Vegetation Information Management System | Regrowth Control - Mechanical | Defects | VRCC | Other - Add Note | [10 empty] | 46
Regulator | Regulator - Further Inspection Required | Defects | RFIR | Control Equipment Faulty | [10 empty] | 1
Regulator | Regulator - Further Inspection Required | Defects | RFIR | Tank Faulty | [10 empty] | 4
Regulator | Regulator - Further Inspection Required | Defects | RFIR | Tank Leaking | [10 empty] | 3
Regulator | Regulator - Further Inspection Required | Defects | RFIR | Tank Rusty | [10 empty] | 3
Regulator | Regulator - Install Surge Diverter | Defects | RISD | Surge Diverter Required | [10 empty] | 1
Regulator | Regulator - Maintenance Required | Defects | RRMQ | Other - Add Note | [10 empty] | 47
SU - Regulators | Regulator - repair | Defects | A170 | Regulator HV droppers / connections broken / damaged - insulation degradation. | C446 | Regulator HV droppers / connections | broken / damaged | insulation degradation. | [6 empty] | 1
SU - Regulators | Regulator - repair | Defects | A170 | Regulator HV droppers / connections broken / damaged - loose / corroded connection. | C447 | Regulator HV droppers / connections | broken / damaged | loose / corroded connection. | [6 empty] | 1
SU - Regulators | Regulator - repair | Defects | A170 | Regulator HV droppers / connections broken / damaged - overheated. | C448 | Regulator HV droppers / connections | broken / damaged | overheated. | [6 empty] | 1
SU - Regulators | Regulator - repair | Defects | A170 | Regulator HV droppers / connections broken / damaged - wildlife. | C449 | Regulator HV droppers / connections | broken / damaged | wildlife. | [6 empty] | 1
SU - Regulators | Regulator - repair | Defects | A170 | Regulator breather silica gel saturated - normal use. | B351 | Regulator breather | silica gel saturated | normal use. | [6 empty] | 1
SU - Regulators | Regulator - repair | Defects | A170 | Regulator broken / damaged - vandalism. | C454 | Regulator | broken / damaged | vandalism. | [6 empty] | 1
SU - Regulators | Regulator - repair | Defects | A170 | Regulator broken / damaged - vehicle impact. | C455 | Regulator | broken / damaged | vehicle impact. | [6 empty] | 1
SU - Regulators | Regulator - repair | Defects | A170 | Regulator broken / damaged - wind / storm debris (non veg). | C456 | Regulator | broken / damaged | wind / storm debris (non veg). | [6 empty] | 1
SU - Regulators | Regulator - repair | Defects | A170 | Regulator bushing broken / damaged - flashover. | C426 | Regulator bushing | broken / damaged | flashover. | [6 empty] | 1
SU - Regulators | Regulator - repair | Defects | A170 | Regulator bushing broken / damaged - vandalism. | C423 | Regulator bushing | broken / damaged | vandalism. | [6 empty] | 1
SU - Regulators | Regulator - repair | Defects | A170 | Regulator bushing broken / damaged - vegetation fallen from outside corridor. | B608 | Regulator bushing | broken / damaged | vegetation fallen from outside corridor. | [6 empty] | 1
SU - Regulators | Regulator - repair | Defects | A170 | Regulator bushing broken / damaged - vegetation fallen from within corridor. | B609 | Regulator bushing | broken / damaged | vegetation fallen from within corridor. | [6 empty] | 1
SU - Regulators | Regulator - repair | Defects | A170 | Regulator bushing broken / damaged - wildlife. | C424 | Regulator bushing | broken / damaged | wildlife. | [6 empty] | 1
SU - Regulators | Regulator - repair | Defects | A170 | Regulator bushing broken / damaged - wind / storm debris (non veg). | C425 | Regulator bushing | broken / damaged | wind / storm debris (non veg). | [6 empty] | 1
SU - Regulators | Regulator - repair | Defects | A170 | Regulator bushing leaking - cable weight / tension on termination. | B610 | Regulator bushing | leaking | cable weight / tension on termination. | [6 empty] | 1
SU - Regulators | Regulator - repair | Defects | A170 | Regulator bushing leaking - seal degraded. | C422 | Regulator bushing | leaking | seal degraded. | [6 empty] | 1
SU - Regulators | Regulator - repair | Defects | A170 | Regulator bushing shroud - damaged / missing. | C428 | Regulator bushing | shroud | damaged / missing. | [6 empty] | 1
SU - Regulators | Regulator - repair | Defects | A170 | Regulator bushing tracking - surface contamination. | C429 | Regulator bushing | tracking | surface contamination. | [6 empty] | 1
SU - Regulators | Regulator - repair | Defects | A170 | Regulator control cabinet broken / damaged - corrosion. | C433 | Regulator control cabinet | broken / damaged | corrosion. | [6 empty] | 1
SU - Regulators | Regulator - repair | Defects | A170 | Regulator control cabinet broken / damaged - vandalism. | C430 | Regulator control cabinet | broken / damaged | vandalism. | [6 empty] | 1
SU - Regulators | Regulator - repair | Defects | A170 | Regulator control cabinet broken / damaged - vehicle impact. | C431 | Regulator control cabinet | broken / damaged | vehicle impact. | [6 empty] | 1
SU - Regulators | Regulator - repair | Defects | A170 | Regulator control cabinet broken / damaged - water ingress. | C432 | Regulator control cabinet | broken / damaged | water ingress. | [6 empty] | 1
SU - Regulators | Regulator - repair | Defects | A170 | Regulator mounting deteriorated - corrosion. | C451 | Regulator mounting | deteriorated | corrosion. | [6 empty] | 1
SU - Regulators | Regulator - repair | Defects | A170 | Regulator mounting deteriorated - timber degradation. | C450 | Regulator mounting | deteriorated | timber degradation. | [6 empty] | 1
SU - Regulators | Regulator - repair | Defects | A170 | zOther cause (unknown / unlisted) - add note. | C000 | zOther | cause (unknown / unlisted) | add note. | [6 empty] | 130
SU - Regulators | Regulator - replace | Defects | A171 | Conductor temporary markers not compliant - consider permanent marker. | B785 | Conductor temporary markers | not compliant | consider permanent marker. | [6 empty] | 2
SU - Regulators | Regulator - replace | Defects | A171 | Regulator broken / damaged - corrosion. | C457 | Regulator | broken / damaged | corrosion. | [6 empty] | 1
SU - Regulators | Regulator - replace | Defects | A171 | Regulator broken / damaged - leaking oil. | C452 | Regulator | broken / damaged | leaking oil. | [6 empty] | 1
SU - Regulators | Regulator - replace | Defects | A171 | Regulator broken / damaged - vandalism. | C454 | Regulator | broken / damaged | vandalism. | [6 empty] | 2
SU - Regulators | Regulator - replace | Defects | A171 | Regulator broken / damaged - vehicle impact. | C455 | Regulator | broken / damaged | vehicle impact. | [6 empty] | 2
SU - Regulators | Regulator - replace | Defects | A171 | Regulator broken / damaged - wind / storm debris (non veg). | C456 | Regulator | broken / damaged | wind / storm debris (non veg). | [6 empty] | 2
SU - Regulators | Regulator - replace | Defects | A171 | Regulator bushing broken / damaged - flashover. | C426 | Regulator bushing | broken / damaged | flashover. | [6 empty] | 2
SU - Regulators | Regulator - replace | Defects | A171 | Regulator bushing broken / damaged - vandalism. | C423 | Regulator bushing | broken / damaged | vandalism. | [6 empty] | 2
SU - Regulators | Regulator - replace | Defects | A171 | Regulator bushing broken / damaged - wildlife. | C424 | Regulator bushing | broken / damaged | wildlife. | [6 empty] | 2
SU - Regulators | Regulator - replace | Defects | A171 | Regulator bushing broken / damaged - wind / storm debris (non veg). | C425 | Regulator bushing | broken / damaged | wind / storm debris (non veg). | [6 empty] | 2
SU - Regulators | Regulator - replace | Defects | A171 | Regulator bushing leaking - seal degraded. | C422 | Regulator bushing | leaking | seal degraded. | [6 empty] | 2
SU - Regulators | Regulator - replace | Defects | A171 | Regulator bushing tracking - surface contamination. | C429 | Regulator bushing | tracking | surface contamination. | [6 empty] | 2
SU - Regulators | Regulator - replace | Defects | A171 | Regulator control cabinet broken / damaged - corrosion. | C433 | Regulator control cabinet | broken / damaged | corrosion. | [6 empty] | 2
SU - Regulators | Regulator - replace | Defects | A171 | Regulator control cabinet broken / damaged - vandalism. | C430 | Regulator control cabinet | broken / damaged | vandalism. | [6 empty] | 2
SU - Regulators | Regulator - replace | Defects | A171 | Regulator control cabinet broken / damaged - vehicle impact. | C431 | Regulator control cabinet | broken / damaged | vehicle impact. | [6 empty] | 2
SU - Regulators | Regulator - replace | Defects | A171 | Regulator control cabinet broken / damaged - water ingress. | C432 | Regulator control cabinet | broken / damaged | water ingress. | [6 empty] | 2
SU - Regulators | Regulator - replace | Defects | A171 | Regulator inoperable - internal fault. | C417 | Regulator | inoperable | internal fault. | [6 empty] | 1
SU - Regulators | Regulator - replace | Defects | A171 | Regulator replacement reqd - asset condition. | B793 | Regulator | replacement reqd | asset condition. | [6 empty] | 1
SU - Regulators | Regulator - replace | Defects | A171 | zOther cause (unknown / unlisted) - add note. | C000 | zOther | cause (unknown / unlisted) | add note. | [6 empty] | 131
Regulator | Regulator - Replace Breather | Defects | RRBR | Tank Faulty | [10 empty] | 5
Regulator | Regulator - Replace HV Connections | Defects | RRHV | Wiring Defective | [10 empty] | 7
Regulator | Regulator - Replace HV Wiring | Defects | RRHW | Wiring Defective | [10 empty] | 8
Regulator | Regulator - Replace Live Line Clamps | Defects | RRLL | Wiring Defective | [10 empty] | 9
Regulator | Regulator - Replace LV Connections | Defects | RRLV | Wiring Defective | [10 empty] | 10
Regulator | Regulator - Replace LV Wiring | Defects | RRLW | Wiring Defective | [10 empty] | 11
Regulator | Regulator - Replace Shrouds | Defects | RRSH | Tank Faulty | [10 empty] | 6
Regulator | Regulator - Replace Surge Diverter | Defects | RRSD | Surge Diverter Faulty | [10 empty] | 2
Regulator | Regulator - Replace Tank | Defects | RRTK | Tank Faulty | [10 empty] | 7
Regulator | Regulator - Replace Tank | Defects | RRTK | Tank Leaking | [10 empty] | 4
Regulator | Regulator - Replace Tank | Defects | RRTK | Tank Rusty | [10 empty] | 4
Regulator | Regulator - Replace Tank | Defects | RRTK | Tank Storm Damage | [10 empty] | 2
SU - Regulators | Regulator - technical maintenance reqd | Defects | A172 | Regulator broken / damaged - oil gauge not readable. | C453 | Regulator | broken / damaged | oil gauge not readable. | [6 empty] | 1
SU - Regulators | Regulator - technical maintenance reqd | Defects | A172 | Regulator control cabinet broken / damaged - corrosion. | C433 | Regulator control cabinet | broken / damaged | corrosion. | [6 empty] | 3
SU - Regulators | Regulator - technical maintenance reqd | Defects | A172 | Regulator control cabinet broken / damaged - vandalism. | C430 | Regulator control cabinet | broken / damaged | vandalism. | [6 empty] | 3
SU - Regulators | Regulator - technical maintenance reqd | Defects | A172 | Regulator control cabinet broken / damaged - vehicle impact. | C431 | Regulator control cabinet | broken / damaged | vehicle impact. | [6 empty] | 3
SU - Regulators | Regulator - technical maintenance reqd | Defects | A172 | Regulator control cabinet broken / damaged - water ingress. | C432 | Regulator control cabinet | broken / damaged | water ingress. | [6 empty] | 3
SU - Regulators | Regulator - technical maintenance reqd | Defects | A172 | Regulator control wiring broken / damaged - insulation degradation. | C434 | Regulator control wiring | broken / damaged | insulation degradation. | [6 empty] | 1
SU - Regulators | Regulator - technical maintenance reqd | Defects | A172 | Regulator control wiring broken / damaged - loose / corroded connection. | C435 | Regulator control wiring | broken / damaged | loose / corroded connection. | [6 empty] | 1
SU - Regulators | Regulator - technical maintenance reqd | Defects | A172 | Regulator control wiring broken / damaged - wildlife. | C436 | Regulator control wiring | broken / damaged | wildlife. | [6 empty] | 1
SU - Regulators | Regulator - technical maintenance reqd | Defects | A172 | Regulator inoperable - auto voltage regulation defective. | C420 | Regulator | inoperable | auto voltage regulation defective. | [6 empty] | 1
SU - Regulators | Regulator - technical maintenance reqd | Defects | A172 | Regulator inoperable - electronic controller defective. | C421 | Regulator | inoperable | electronic controller defective. | [6 empty] | 1
SU - Regulators | Regulator - technical maintenance reqd | Defects | A172 | Regulator inoperable - manual tap changer defective. | C418 | Regulator | inoperable | manual tap changer defective. | [6 empty] | 1
SU - Regulators | Regulator - technical maintenance reqd | Defects | A172 | Regulator inoperable - unable to confirm neutral tap. | C419 | Regulator | inoperable | unable to confirm neutral tap. | [6 empty] | 1
SU - Regulators | Regulator - technical maintenance reqd | Defects | A172 | zOther cause (unknown / unlisted) - add note. | C000 | zOther | cause (unknown / unlisted) | add note. | [6 empty] | 132
SU - Regulators | Regulator arrestor - repair | Defects | A175 | HV lightning arrestor loss of earth connection - cut away and not repaired. | B539 | HV lightning arrestor | loss of earth connection | cut away and not repaired. | [6 empty] | 3
SU - Regulators | Regulator arrestor - repair | Defects | A175 | HV lightning arrestor loss of earth connection - deterioration. | B538 | HV lightning arrestor | loss of earth connection | deterioration. | [6 empty] | 3
SU - Regulators | Regulator arrestor - repair | Defects | A175 | HV lightning arrestor shorted (externally) - wildlife. | B541 | HV lightning arrestor | shorted (externally) | wildlife. | [6 empty] | 7
SU - Regulators | Regulator arrestor - repair | Defects | A175 | zOther cause (unknown / unlisted) - add note. | C000 | zOther | cause (unknown / unlisted) | add note. | [6 empty] | 133
SU - Regulators | Regulator arrestor - replace | Defects | A176 | HV lightning arrestor broken / damaged - deterioration. | B537 | HV lightning arrestor | broken / damaged | deterioration. | [6 empty] | 3
SU - Regulators | Regulator arrestor - replace | Defects | A176 | HV lightning arrestor ruptured - lightning. | B540 | HV lightning arrestor | ruptured | lightning. | [6 empty] | 3
SU - Regulators | Regulator arrestor - replace | Defects | A176 | HV lightning arrestor shorted (externally) - wildlife. | B541 | HV lightning arrestor | shorted (externally) | wildlife. | [6 empty] | 8
SU - Regulators | Regulator arrestor - replace | Defects | A176 | HV lightning arrestor tracking - deterioration. | B543 | HV lightning arrestor | tracking | deterioration. | [6 empty] | 3
SU - Regulators | Regulator arrestor - replace | Defects | A176 | HV lightning arrestor tracking - surface contamination. | B542 | HV lightning arrestor | tracking | surface contamination. | [6 empty] | 3
SU - Regulators | Regulator arrestor - replace | Defects | A176 | zOther cause (unknown / unlisted) - add note. | C000 | zOther | cause (unknown / unlisted) | add note. | [6 empty] | 134
SU - Regulators | Regulator fauna shroud - repair | Defects | A291 | Regulator fauna shrouds deteriorated - UV degradation. | B647 | Regulator fauna shrouds | deteriorated | UV degradation. | [6 empty] | 1
SU - Regulators | Regulator fauna shroud - repair | Defects | A291 | Regulator fauna shrouds dislodged - loose fitting. | B663 | Regulator fauna shrouds | dislodged | loose fitting. | [6 empty] | 2
SU - Regulators | Regulator fauna shroud - repair | Defects | A291 | zOther cause (unknown / unlisted) - add note. | C000 | zOther | cause (unknown / unlisted) | add note. | [6 empty] | 135
SU - Regulators | Regulator fauna shrouds - install | Defects | A174 | HV lightning arrestor shorted (externally) - wildlife. | B541 | HV lightning arrestor | shorted (externally) | wildlife. | [6 empty] | 9
SU - Regulators | Regulator fauna shrouds - install | Defects | A174 | Regulator bushing shorted (externally) - wildlife. | C427 | Regulator bushing | shorted (externally) | wildlife. | [6 empty] | 1
SU - Regulators | Regulator fauna shrouds - install | Defects | A174 | Regulator fauna shrouds missing - previous design standard. | B642 | Regulator fauna shrouds | missing | previous design standard. | [6 empty] | 1
SU - Regulators | Regulator fauna shrouds - install | Defects | A174 | zOther cause (unknown / unlisted) - add note. | C000 | zOther | cause (unknown / unlisted) | add note. | [6 empty] | 136
Auxiliary | Replace Lock | Defects | AFRL | Lock Faulty | [10 empty] | 1
Switch | RMU - Overhaul Required | Defects | WUOR | RMU Faulty | [10 empty] | 1
GE - Access and Fencing | Road / track - repair | Defects | A177 | Road / track obstructed - illegal dumping or construction. | C458 | Road / track | obstructed | illegal dumping or construction. | [6 empty] | 2
GE - Access and Fencing | Road / track - repair | Defects | A177 | Road / track obstructed - landslide / erosion. | C459 | Road / track | obstructed | landslide / erosion. | [6 empty] | 2
GE - Access and Fencing | Road / track - repair | Defects | A177 | Road / track obstructed - wind / storm debris (non veg). | C461 | Road / track | obstructed | wind / storm debris (non veg). | [6 empty] | 2
GE - Access and Fencing | Road / track - repair | Defects | A177 | Road / track unable to locate - add note. | B830 | Road / track | unable to locate | add note. | [6 empty] | 1
GE - Access and Fencing | Road / track - repair | Defects | A177 | zOther cause (unknown / unlisted) - add note. | C000 | zOther | cause (unknown / unlisted) | add note. | [6 empty] | 137
GE - Access and Fencing | Road / track - trim vegetation | Defects | A178 | Road / track obstructed - vegetation. | C460 | Road / track | obstructed | vegetation. | [6 empty] | 2
GE - Access and Fencing | Road / track - trim vegetation | Defects | A178 | zOther cause (unknown / unlisted) - add note. | C000 | zOther | cause (unknown / unlisted) | add note. | [6 empty] | 138
Service | Service - Install Raiser Bracket | Defects | FIRB | Low Clearance |  |  |  |  | OH Customer Service Connections | [Conductor - Conductor] | {insufficient clearance} | (unknown) |  |  | 2
Service | Service - Install Raiser Bracket | Defects | FIRB | Service Over-Tensioned |  |  |  |  | OH Customer Service Connections | [Conductor - Conductor] | {out of spec} | (installation error) |  |  | 1
Service | Service - Programmed Replacement | Defects | FPRS | Networks Capital Project |  |  |  |  | OH Customer Service Connections | [Conductor - Conductor] | {out of spec} | (functional requirements) |  |  | 7
Service | Service - Remove Foreign Object | Defects | FRFO | Foreign Object on Line |  |  |  |  | OH Customer Service Connections | [Conductor - Conductor] | {insufficient clearance} | (foreign object obstruction) |  |  | 2
Service | Service - Replace Bridging | Defects | FRBG | Insulation Damage |  |  |  |  | OH Customer Service Connections | [Connection - Bridging] | {insulation damage} | (unknown) |  |  | 3
Service | Service - Replace Connections | Defects | FRCS | Connection Faulty |  |  |  |  | OH Customer Service Connections | [Connection - Connection] | {broken} | (unknown) |  |  | 6
Service | Service - Replace J Hook Support | Defects | FRJH | Service Support Defective |  |  |  |  | OH Customer Service Connections | [Mounting hardware - J-hook] | {broken} | (unknown) |  |  | 1
Service | Service - Replace Mains Box | Defects | FRMB | Insulation Damage |  |  |  |  | OH Customer Service Connections | [Connection - Mains box] | {insulation damage} | (unknown) |  |  | 4
Service | Service - Replace Raiser Bracket | Defects | FRRB | Service Support Defective |  |  |  |  | OH Customer Service Connections | [Mounting hardware - Riser bracket] | {broken} | (unknown) |  |  | 2
Service | Service - Replace Service | Defects | FRSV | Insulation Damage |  |  |  |  | OH Customer Service Connections | [Conductor - Conductor] | {insulation damage} | (unknown) |  |  | 5
Service | Service - Replace Service Support Pole | Defects | FRSS | Service Support Defective |  |  |  |  | OH Customer Service Connections | [Related asset class] | {broken} | (unknown) | Service Support Pole |  | 3
Service | Service - Replace Termination | Defects | FRTN | Termination Faulty |  |  |  |  | OH Customer Service Connections | [Connection - Connection] | {broken} | (unknown) |  |  | 1
Service | Service - Re-Tension Service | Defects | FRTS | Low Clearance |  |  |  |  | OH Customer Service Connections | [Conductor - Conductor] | {insufficient clearance} | (unknown) |  |  | 3
Service | Service - Re-Tension Service | Defects | FRTS | Service Over-Tensioned |  |  |  |  | OH Customer Service Connections | [Conductor - Conductor] | {out of spec} | (installation error) |  |  | 2
Service | Service - Work Required | Defects | FWOR | Other - Add Note |  |  |  |  | OH Customer Service Connections | [Conductor - Conductor] | {out of spec} | (unknown) |  |  | 48
Auxiliary | Sign - Clean Sign | Defects | ASCS | Sign Faulty | [10 empty] | 1
GE - Signage | Sign - install | Defects | A179 | Sign (aircraft yellow warning disc) missing - not installed where reqd. | C675 | Sign (aircraft yellow warning disc) | missing | not installed where reqd. | [6 empty] | 1
GE - Signage | Sign - install | Defects | A179 | Sign (asset ID) missing - not installed where reqd. | C682 | Sign (asset label) | missing | not installed where reqd. | [6 empty] | 1
GE - Signage | Sign - install | Defects | A179 | Sign (asset ID) new number reqd - no asset number assigned. | C686 | Sign (asset label) | new number reqd | no asset number assigned. | [6 empty] | 1
GE - Signage | Sign - install | Defects | A179 | Sign (circuit ID) missing - not installed where reqd. | C690 | Sign (operational ID) | missing | not installed where reqd. | [6 empty] | 1
GE - Signage | Sign - install | Defects | A179 | Sign (nav waters warning) missing - not installed where reqd. | C706 | Sign (nav waters warning) | missing | not installed where reqd. | [6 empty] | 1
GE - Signage | Sign - install | Defects | A179 | Sign (other) missing - add note. | B699 | Sign (other) | missing | add note. | [6 empty] | 1
GE - Signage | Sign - install | Defects | A179 | Sign (safety/warning) missing - not installed where reqd. | C713 | Sign (safety/warning) | missing | not installed where reqd. | [6 empty] | 1
GE - Signage | Sign - install | Defects | A179 | Sign (trackable equipment no.) missing - not installed where reqd. | B722 | Sign (trackable equipment no.) | missing | not installed where reqd. | [6 empty] | 1
GE - Signage | Sign - install | Defects | A179 | zOther cause (unknown / unlisted) - add note. | C000 | zOther | cause (unknown / unlisted) | add note. | [6 empty] | 139
Auxiliary | Sign - Re-Attach | Defects | ASRA | Fixing Faulty | [10 empty] | 3
GE - Signage | Sign - remove | Defects | A135 | Sign (aircraft yellow warning disc) no longer reqd - no longer reqd. | C677 | Sign (aircraft yellow warning disc) | no longer reqd | no longer reqd. | [6 empty] | 1
GE - Signage | Sign - remove | Defects | A135 | Sign (asset ID) no longer reqd - no longer reqd. | C684 | Sign (asset label) | no longer reqd | no longer reqd. | [6 empty] | 1
GE - Signage | Sign - remove | Defects | A135 | Sign (circuit ID) no longer reqd - no longer reqd. | C692 | Sign (operational ID) | no longer reqd | no longer reqd. | [6 empty] | 1
GE - Signage | Sign - remove | Defects | A135 | Sign (nav waters warning) no longer reqd - no longer reqd. | C708 | Sign (nav waters warning) | no longer reqd | no longer reqd. | [6 empty] | 1
GE - Signage | Sign - remove | Defects | A135 | Sign (safety/warning) no longer reqd - no longer reqd. | C715 | Sign (safety/warning) | no longer reqd | no longer reqd. | [6 empty] | 1
GE - Signage | Sign - remove | Defects | A135 | zOther cause (unknown / unlisted) - add note. | C000 | zOther | cause (unknown / unlisted) | add note. | [6 empty] | 140
GE - Signage | Sign - remove obstruction | Defects | A180 | Sign illegible - other obstruction. | C505 | Sign | illegible | other obstruction. | [6 empty] | 1
GE - Signage | Sign - remove obstruction | Defects | A180 | zOther cause (unknown / unlisted) - add note. | C000 | zOther | cause (unknown / unlisted) | add note. | [6 empty] | 141
GE - Signage | Sign - repair | Defects | A181 | Sign illegible - add note. | B701 | Sign | illegible | add note. | [6 empty] | 1
GE - Signage | Sign - repair | Defects | A181 | Sign loose mounting - damaged / deteriorated. | C504 | Sign | loose mounting | damaged / deteriorated. | [6 empty] | 1
GE - Signage | Sign - repair | Defects | A181 | zOther cause (unknown / unlisted) - add note. | C000 | zOther | cause (unknown / unlisted) | add note. | [6 empty] | 142
Auxiliary | Sign - Replace | Defects | ASRE | Sign Faulty | [10 empty] | 2
GE - Signage | Sign - replace | Defects | A182 | Sign (aircraft yellow warning disc) broken / damaged - vandalism. | C674 | Sign (aircraft yellow warning disc) | broken / damaged | vandalism. | [6 empty] | 1
GE - Signage | Sign - replace | Defects | A182 | Sign (aircraft yellow warning disc) illegible - deterioration. | C680 | Sign (aircraft yellow warning disc) | illegible | deterioration. | [6 empty] | 1
GE - Signage | Sign - replace | Defects | A182 | Sign (aircraft yellow warning disc) illegible - other obstruction. | C679 | Sign (aircraft yellow warning disc) | illegible | other obstruction. | [6 empty] | 1
GE - Signage | Sign - replace | Defects | A182 | Sign (aircraft yellow warning disc) missing - mounting failure. | C676 | Sign (aircraft yellow warning disc) | missing | mounting failure. | [6 empty] | 1
GE - Signage | Sign - replace | Defects | A182 | Sign (aircraft yellow warning disc) not compliant - revised standard. | C678 | Sign (aircraft yellow warning disc) | not compliant | revised standard. | [6 empty] | 1
GE - Signage | Sign - replace | Defects | A182 | Sign (asset ID) broken / damaged - vandalism. | C681 | Sign (asset label) | broken / damaged | vandalism. | [6 empty] | 1
GE - Signage | Sign - replace | Defects | A182 | Sign (asset ID) illegible - deterioration. | C688 | Sign (asset label) | illegible | deterioration. | [6 empty] | 1
GE - Signage | Sign - replace | Defects | A182 | Sign (asset ID) illegible - other obstruction. | C687 | Sign (asset label) | illegible | other obstruction. | [6 empty] | 1
GE - Signage | Sign - replace | Defects | A182 | Sign (asset ID) missing - mounting failure. | C683 | Sign (asset label) | missing | mounting failure. | [6 empty] | 1
GE - Signage | Sign - replace | Defects | A182 | Sign (asset ID) not compliant - revised standard. | C685 | Sign (asset label) | not compliant | revised standard. | [6 empty] | 1
GE - Signage | Sign - replace | Defects | A182 | Sign (circuit ID) broken / damaged - vandalism. | C689 | Sign (operational ID) | broken / damaged | vandalism. | [6 empty] | 1
GE - Signage | Sign - replace | Defects | A182 | Sign (circuit ID) illegible - deterioration. | C695 | Sign (operational ID) | illegible | deterioration. | [6 empty] | 1
GE - Signage | Sign - replace | Defects | A182 | Sign (circuit ID) illegible - other obstruction. | C694 | Sign (operational ID) | illegible | other obstruction. | [6 empty] | 1
GE - Signage | Sign - replace | Defects | A182 | Sign (circuit ID) missing - mounting failure. | C691 | Sign (operational ID) | missing | mounting failure. | [6 empty] | 1
GE - Signage | Sign - replace | Defects | A182 | Sign (circuit ID) not compliant - revised standard. | C693 | Sign (operational ID) | not compliant | revised standard. | [6 empty] | 1
GE - Signage | Sign - replace | Defects | A182 | Sign (nav waters warning) broken / damaged - vandalism. | C705 | Sign (nav waters warning) | broken / damaged | vandalism. | [6 empty] | 1
GE - Signage | Sign - replace | Defects | A182 | Sign (nav waters warning) illegible - deterioration. | C711 | Sign (nav waters warning) | illegible | deterioration. | [6 empty] | 1
GE - Signage | Sign - replace | Defects | A182 | Sign (nav waters warning) illegible - other obstruction. | C710 | Sign (nav waters warning) | illegible | other obstruction. | [6 empty] | 1
GE - Signage | Sign - replace | Defects | A182 | Sign (nav waters warning) missing - mounting failure. | C707 | Sign (nav waters warning) | missing | mounting failure. | [6 empty] | 1
GE - Signage | Sign - replace | Defects | A182 | Sign (nav waters warning) not compliant - revised standard. | C709 | Sign (nav waters warning) | not compliant | revised standard. | [6 empty] | 1
GE - Signage | Sign - replace | Defects | A182 | Sign (other) broken / damaged - add note. | B700 | Sign (other) | broken / damaged | add note. | [6 empty] | 1
GE - Signage | Sign - replace | Defects | A182 | Sign (safety/warning) broken / damaged - vandalism. | C712 | Sign (safety/warning) | broken / damaged | vandalism. | [6 empty] | 1
GE - Signage | Sign - replace | Defects | A182 | Sign (safety/warning) illegible - deterioration. | C718 | Sign (safety/warning) | illegible | deterioration. | [6 empty] | 1
GE - Signage | Sign - replace | Defects | A182 | Sign (safety/warning) illegible - other obstruction. | C717 | Sign (safety/warning) | illegible | other obstruction. | [6 empty] | 1
GE - Signage | Sign - replace | Defects | A182 | Sign (safety/warning) missing - mounting failure. | C714 | Sign (safety/warning) | missing | mounting failure. | [6 empty] | 1
GE - Signage | Sign - replace | Defects | A182 | Sign (safety/warning) not compliant - revised standard. | C716 | Sign (safety/warning) | not compliant | revised standard. | [6 empty] | 1
GE - Signage | Sign - replace | Defects | A182 | Sign (trackable equipment no.) illegible - deterioration. | B723 | Sign (trackable equipment no.) | illegible | deterioration. | [6 empty] | 1
GE - Signage | Sign - replace | Defects | A182 | Sign illegible - add note. | B701 | Sign | illegible | add note. | [6 empty] | 2
GE - Signage | Sign - replace | Defects | A182 | zOther cause (unknown / unlisted) - add note. | C000 | zOther | cause (unknown / unlisted) | add note. | [6 empty] | 143
Substation | Sign - Sign Reqd | Defects | SSRQ | Exposed high voltage behind access door - Inadequate clearance | [10 empty] | 1
Auxiliary | Sign - Sign Required | Defects | ASRR | Sign Required | [10 empty] | 1
SL - Street lights | SL globe - external bulk replacement | Defects | A184 | Revisit | [10 empty] | 1
SL - Street lights | SL globe - external bulk replacement | Defects | A184 | SL globe bulk replacement - program. | B076 | Street light globe | bulk replacement | program. | [6 empty] | 1
SL - Street lights | SL globe - external bulk replacement | Defects | A184 | Street light globe - revisit reqd - installation error. | D004 | Street light globe | revisit reqd | installation error. | [6 empty] | 1
SL - Street lights | SL globe - external bulk replacement | Defects | A184 | zOther cause (unknown / unlisted) - add note. | C000 | zOther | cause (unknown / unlisted) | add note. | [6 empty] | 144
SL - Street lights | SL globe - internal bulk replacement | Defects | A381 | SL globe bulk replacement - program. | B076 | Street light globe | bulk replacement | program. | [6 empty] | 2
SL - Street lights | SL globe - internal bulk replacement | Defects | A381 | zOther cause (unknown / unlisted) - add note. | C000 | zOther | cause (unknown / unlisted) | add note. | [6 empty] | 145
SL - Street lights | SL globe and PE cell - bulk replacement | Defects | A185 | Revisit | [10 empty] | 2
SL - Street lights | SL globe and PE cell - bulk replacement | Defects | A185 | SL globe and PE cell bulk replacement - program. | B077 | Street light globe and PE cell | bulk replacement | program. | [6 empty] | 1
SL - Street lights | SL globe and PE cell - bulk replacement | Defects | A185 | Street light globe and PE cell - revisit reqd - installation error. | D005 | Street light globe and PE cell | revisit reqd | installation error. | [6 empty] | 1
SL - Street lights | SL globe and PE cell - bulk replacement | Defects | A185 | zOther cause (unknown / unlisted) - add note. | C000 | zOther | cause (unknown / unlisted) | add note. | [6 empty] | 146
SL - Street lights | SL luminaire - external bulk replacement | Defects | A186 | Revisit | [10 empty] | 3
SL - Street lights | SL luminaire - external bulk replacement | Defects | A186 | SL luminaire bulk replacement - program. | C563 | Street light luminaire | bulk replacement | program. | [6 empty] | 1
SL - Street lights | SL luminaire - external bulk replacement | Defects | A186 | Street light luminaire - revisit reqd - installation error. | D003 | Street light luminaire | revisit reqd | installation error. | [6 empty] | 1
SL - Street lights | SL luminaire - external bulk replacement | Defects | A186 | zOther cause (unknown / unlisted) - add note. | C000 | zOther | cause (unknown / unlisted) | add note. | [6 empty] | 147
SL - Street lights | SL luminaire - internal bulk replacement | Defects | A380 | SL luminaire bulk replacement - program. | C563 | Street light luminaire | bulk replacement | program. | [6 empty] | 2
SL - Street lights | SL luminaire - internal bulk replacement | Defects | A380 | zOther cause (unknown / unlisted) - add note. | C000 | zOther | cause (unknown / unlisted) | add note. | [6 empty] | 148
OH - Steel Lattice Towers | Steel tower - repair | Defects | A199 | Steel tower (General) foreign objects attached - weather / vandalism etc. | C529 | Steel tower | foreign objects attached | weather / fauna / vandalism etc. | [6 empty] | 1
OH - Steel Lattice Towers | Steel tower - repair | Defects | A199 | Steel tower (General) unauthorised attachments - unauthorised construction. | C528 | Steel tower | unauthorised attachments | unauthorised construction. | [6 empty] | 1
OH - Steel Lattice Towers | Steel tower - repair | Defects | A199 | Steel tower anti climbing barrier damaged / missing - corrosion. | C531 | Steel tower anti climbing barrier | damaged / missing | corrosion. | [6 empty] | 1
OH - Steel Lattice Towers | Steel tower - repair | Defects | A199 | Steel tower anti climbing barrier damaged / missing - vandalism. | C530 | Steel tower anti climbing barrier | damaged / missing | vandalism. | [6 empty] | 1
OH - Steel Lattice Towers | Steel tower - repair | Defects | A199 | Steel tower climbing bolts reduced strength - corrosion. | C548 | Steel tower climbing bolts | reduced strength | corrosion. | [6 empty] | 1
OH - Steel Lattice Towers | Steel tower - repair | Defects | A199 | Steel tower footing obstructed - unauthorised construction. | C549 | Steel tower footing | obstructed | unauthorised construction. | [6 empty] | 1
OH - Steel Lattice Towers | Steel tower - repair | Defects | A199 | Steel tower grillage footing reduced strength - corrosion. | C550 | Steel tower grillage footing | deteriorated | corrosion. | [6 empty] | 1
OH - Steel Lattice Towers | Steel tower - repair | Defects | A199 | Steel tower structural members deteriorated - corrosion of bolts / mounting hardware. | C554 | Steel tower structural members | deteriorated | corrosion of bolts / mounting hardware. | [6 empty] | 1
OH - Steel Lattice Towers | Steel tower - repair | Defects | A199 | Steel tower structural members deteriorated - corrosion. | C555 | Steel tower structural members | deteriorated | corrosion. | [6 empty] | 1
OH - Steel Lattice Towers | Steel tower - repair | Defects | A199 | Steel tower structural members missing - corrosion of bolts / mounting hardware. | C552 | Steel tower structural members | missing | corrosion of bolts / mounting hardware. | [6 empty] | 1
OH - Steel Lattice Towers | Steel tower - repair | Defects | A199 | Steel tower structural members missing - stolen. | C551 | Steel tower structural members | missing | stolen. | [6 empty] | 1
OH - Steel Lattice Towers | Steel tower - repair | Defects | A199 | Steel tower structural members reduced strength - loose / missing bolts. | C553 | Steel tower structural members | reduced strength | loose / missing bolts. | [6 empty] | 1
OH - Steel Lattice Towers | Steel tower - repair | Defects | A199 | Steel tower structural members twisted / bent - third party impact. | C556 | Steel tower structural members | twisted / bent | third party impact. | [6 empty] | 1
OH - Steel Lattice Towers | Steel tower - repair | Defects | A199 | zOther cause (unknown / unlisted) - add note. | C000 | zOther | cause (unknown / unlisted) | add note. | [6 empty] | 149
OH - Steel Lattice Towers | Steel tower - replace | Defects | A200 | Steel tower structural members broken / damaged - third party impact. | B214 | Steel tower structural members | broken / damaged | third party impact. | [6 empty] | 1
OH - Steel Lattice Towers | Steel tower - replace | Defects | A200 | Steel tower structural members broken / damaged - vegetation fallen from outside corridor. | B215 | Steel tower structural members | broken / damaged | vegetation fallen from outside corridor. | [6 empty] | 1
OH - Steel Lattice Towers | Steel tower - replace | Defects | A200 | Steel tower structural members broken / damaged - vegetation fallen from within corridor. | B216 | Steel tower structural members | broken / damaged | vegetation fallen from within corridor. | [6 empty] | 1
OH - Steel Lattice Towers | Steel tower - replace | Defects | A200 | Steel tower structural members broken / damaged - wind / storm debris (non veg). | B217 | Steel tower structural members | broken / damaged | wind / storm debris (non veg). | [6 empty] | 1
OH - Steel Lattice Towers | Steel tower - replace | Defects | A200 | Steel tower structural members deteriorated - corrosion. | C555 | Steel tower structural members | deteriorated | corrosion. | [6 empty] | 2
OH - Steel Lattice Towers | Steel tower - replace | Defects | A200 | zOther cause (unknown / unlisted) - add note. | C000 | zOther | cause (unknown / unlisted) | add note. | [6 empty] | 150
SL - Street lights | Street Light - Audit | Defects | A217 | Night Audit | [10 empty] | 1
SL - Street lights | Street Light - Audit | Defects | A217 | Quality Audit | [10 empty] | 1
SL - Street lights | Street light - data capture | Defects | A201 | SL luminaire insufficient data - see task notes. | C567 | Street light luminaire | insufficient data | see task notes. | [6 empty] | 1
SL - Street lights | Street light - data capture | Defects | A201 | zOther cause (unknown / unlisted) - add note. | C000 | zOther | cause (unknown / unlisted) | add note. | [6 empty] | 151
SL - Street lights | Street light - data correction | Defects | A202 | SL luminaire add record in database - add note. | C565 | Street light luminaire | add record in database | add note. | [6 empty] | 1
SL - Street lights | Street light - data correction | Defects | A202 | SL luminaire remove record from database - add note. | C566 | Street light luminaire | remove record from database | add note. | [6 empty] | 1
SL - Street lights | Street light - data correction | Defects | A202 | zOther cause (unknown / unlisted) - add note. | C000 | zOther | cause (unknown / unlisted) | add note. | [6 empty] | 152
SL - Street lights | Street light - investigate | Defects | A203 | SL luminaire inoperable - further investigation reqd. | C575 | Street light luminaire | inoperable | further investigation reqd. | [6 empty] | 1
SL - Street lights | Street light - investigate | Defects | A203 | Street light luminaire always on - investigation reqd. | B808 | Street light luminaire | always on | investigation reqd. | [6 empty] | 1
SL - Street lights | Street light - investigate | Defects | A203 | Street light luminaire broken / damaged - further investigation reqd. | B855 | Street light luminaire | broken / damaged | further investigation reqd. | [6 empty] | 1
SL - Street lights | Street light - investigate | Defects | A203 | Street light luminaire flickering - further investigation reqd. | B859 | Street light luminaire | flickering | further investigation reqd. | [6 empty] | 1
SL - Street lights | Street light - investigate | Defects | A203 | Street light wiring exposed wiring - further investigation reqd. | B856 | Street light wiring | exposed wiring | further investigation reqd. | [6 empty] | 1
SL - Street lights | Street light - investigate | Defects | A203 | inoperable - 3 or more Cat V | D001 | Street light luminaire | inoperable - 3 or more Cat V | thermal constraints. | [6 empty] | 1
SL - Street lights | Street light - investigate | Defects | A203 | inoperable - pedestrian crossing | D002 | Street light luminaire | inoperable - pedestrian crossing | thermal constraints. | [6 empty] | 1
SL - Street lights | Street light - investigate | Defects | A203 | zOther cause (unknown / unlisted) - add note. | C000 | zOther | cause (unknown / unlisted) | add note. | [6 empty] | 153
SL - Street lights | Street light - repair | Defects | A205 | SL luminaire cover damaged / missing - corrosion. | B084 | Street light cover | damaged / missing | corrosion. | [6 empty] | 1
SL - Street lights | Street light - repair | Defects | A205 | SL luminaire cover damaged / missing - insulation degradation. | B081 | Street light cover | damaged / missing | insulation degradation. | [6 empty] | 1
SL - Street lights | Street light - repair | Defects | A205 | SL luminaire cover damaged / missing - not securely fitted. | B082 | Street light cover | damaged / missing | not securely fitted. | [6 empty] | 1
SL - Street lights | Street light - repair | Defects | A205 | SL luminaire diffuser damaged / missing - UV / heat degradation. | B086 | Street light diffuser | damaged / missing | UV / heat degradation. | [6 empty] | 1
SL - Street lights | Street light - repair | Defects | A205 | SL luminaire diffuser damaged / missing - not securely fitted. | B085 | Street light diffuser | damaged / missing | not securely fitted. | [6 empty] | 1
SL - Street lights | Street light - repair | Defects | A205 | SL luminaire diffuser damaged / missing - vandalism. | B087 | Street light diffuser | damaged / missing | vandalism. | [6 empty] | 1
SL - Street lights | Street light - repair | Defects | A205 | SL luminaire incorrect alignment / location - not securely fitted. | C568 | Street light luminaire | incorrect alignment / location | not securely fitted. | [6 empty] | 1
SL - Street lights | Street light - repair | Defects | A205 | SL luminaire incorrect alignment / location - vibration. | C569 | Street light luminaire | incorrect alignment / location | vibration. | [6 empty] | 1
SL - Street lights | Street light - repair | Defects | A205 | SL luminaire inoperable - PE cell faulty. | C572 | Street light luminaire | inoperable | PE cell faulty. | [6 empty] | 1
SL - Street lights | Street light - repair | Defects | A205 | SL luminaire inoperable - blown fuse - unknown cause. | C574 | Street light luminaire | inoperable | blown fuse (unknown cause). | [6 empty] | 1
SL - Street lights | Street light - repair | Defects | A205 | SL luminaire inoperable - blown globe. | C573 | Street light luminaire | inoperable | blown globe. | [6 empty] | 1
SL - Street lights | Street light - repair | Defects | A205 | SL luminaire inoperable - integral control gear fault. | C570 | Street light luminaire | inoperable | integral control gear fault. | [6 empty] | 1
SL - Street lights | Street light - repair | Defects | A205 | SL luminaire obstructed - diffuser dirty/insects. | C558 | Street light luminaire | obstructed | diffuser dirty/insects. | [6 empty] | 1
SL - Street lights | Street light - repair | Defects | A205 | SL luminaire obstructed - foreign objects. | C560 | Street light luminaire | obstructed | foreign objects. | [6 empty] | 1
SL - Street lights | Street light - repair | Defects | A205 | SL luminaire obstructed - unauthorised construction. | C557 | Street light luminaire | obstructed | unauthorised construction. | [6 empty] | 1
SL - Street lights | Street light - repair | Defects | A205 | SL luminaire obstructed - vegetation. | C559 | Street light luminaire | obstructed | vegetation. | [6 empty] | 1
SL - Street lights | Street light - repair | Defects | A205 | SL remote gear cabinet broken / damaged - lock / latch inoperable. | C640 | Street light remote gear cabinet | broken / damaged | lock / latch inoperable. | [6 empty] | 1
SL - Street lights | Street light - repair | Defects | A205 | SL remote gear cabinet broken / damaged - loose mounting. | C641 | Street light remote gear cabinet | broken / damaged | loose mounting. | [6 empty] | 1
SL - Street lights | Street light - repair | Defects | A205 | SL remote gear cabinet broken / damaged - vandalism. | C642 | Street light remote gear cabinet | broken / damaged | vandalism. | [6 empty] | 1
SL - Street lights | Street light - repair | Defects | A205 | SL wiring broken / damaged - high resistance connection. | C645 | Street light wiring | broken / damaged | high resistance connection. | [6 empty] | 1
SL - Street lights | Street light - repair | Defects | A205 | SL wiring broken / damaged - insulation degradation. | C644 | Street light wiring | broken / damaged | insulation degradation. | [6 empty] | 1
SL - Street lights | Street light - repair | Defects | A205 | SL wiring wrong polarity/phasing - non compliant installation. | C646 | Street light wiring | wrong polarity/phasing | non compliant installation. | [6 empty] | 1
SL - Street lights | Street light - repair | Defects | A205 | Street light fuse broken / damaged - overheated. | B778 | Street light fuse | broken / damaged | overheated. | [6 empty] | 1
SL - Street lights | Street light - repair | Defects | A205 | Street light wiring insufficient length - street light replacement. | B777 | Street light wiring | insufficient length | street light replacement. | [6 empty] | 1
SL - Street lights | Street light - repair | Defects | A205 | zOther cause (unknown / unlisted) - add note. | C000 | zOther | cause (unknown / unlisted) | add note. | [6 empty] | 154
SL - Street lights | Street light - replace | Defects | A206 | SL luminaire broken / damaged - corrosion. | B089 | Street light luminaire | broken / damaged | corrosion. | [6 empty] | 1
SL - Street lights | Street light - replace | Defects | A206 | SL luminaire broken / damaged - vandalism. | B088 | Street light luminaire | broken / damaged | vandalism. | [6 empty] | 1
SL - Street lights | Street light - replace | Defects | A206 | SL luminaire broken / damaged - vibration. | B090 | Street light luminaire | broken / damaged | vibration. | [6 empty] | 1
SL - Street lights | Street light - replace | Defects | A206 | SL luminaire cover damaged / missing - corrosion. | B084 | Street light cover | damaged / missing | corrosion. | [6 empty] | 2
SL - Street lights | Street light - replace | Defects | A206 | SL luminaire cover damaged / missing - insulation degradation. | B081 | Street light cover | damaged / missing | insulation degradation. | [6 empty] | 2
SL - Street lights | Street light - replace | Defects | A206 | SL luminaire cover damaged / missing - not securely fitted. | B082 | Street light cover | damaged / missing | not securely fitted. | [6 empty] | 2
SL - Street lights | Street light - replace | Defects | A206 | SL luminaire cover damaged / missing - vandalism. | B083 | Street light cover | damaged / missing | vandalism. | [6 empty] | 1
SL - Street lights | Street light - replace | Defects | A206 | SL luminaire diffuser damaged / missing - UV / heat degradation. | B086 | Street light diffuser | damaged / missing | UV / heat degradation. | [6 empty] | 2
SL - Street lights | Street light - replace | Defects | A206 | SL luminaire diffuser damaged / missing - not securely fitted. | B085 | Street light diffuser | damaged / missing | not securely fitted. | [6 empty] | 2
SL - Street lights | Street light - replace | Defects | A206 | SL luminaire diffuser damaged / missing - vandalism. | B087 | Street light diffuser | damaged / missing | vandalism. | [6 empty] | 2
SL - Street lights | Street light - replace | Defects | A206 | SL luminaire inoperable - PE cell faulty. | C572 | Street light luminaire | inoperable | PE cell faulty. | [6 empty] | 2
SL - Street lights | Street light - replace | Defects | A206 | SL luminaire inoperable - flashover / fault current. | C571 | Street light luminaire | inoperable | flashover / fault current. | [6 empty] | 1
SL - Street lights | Street light - replace | Defects | A206 | SL luminaire inoperable - integral control gear fault. | C570 | Street light luminaire | inoperable | integral control gear fault. | [6 empty] | 2
SL - Street lights | Street light - replace | Defects | A206 | SL luminaire lampholder overheated / damaged - loose connection. | B091 | Street light lampholder | overheated / damaged | loose connection. | [6 empty] | 1
SL - Street lights | Street light - replace | Defects | A206 | SL remote gear cabinet broken / damaged - corrosion. | C643 | Street light remote gear cabinet | broken / damaged | corrosion. | [6 empty] | 1
SL - Street lights | Street light - replace | Defects | A206 | SL remote gear cabinet broken / damaged - lock / latch inoperable. | C640 | Street light remote gear cabinet | broken / damaged | lock / latch inoperable. | [6 empty] | 2
SL - Street lights | Street light - replace | Defects | A206 | SL remote gear cabinet broken / damaged - vandalism. | C642 | Street light remote gear cabinet | broken / damaged | vandalism. | [6 empty] | 2
SL - Street lights | Street light - replace | Defects | A206 | SL wiring broken / damaged - high resistance connection. | C645 | Street light wiring | broken / damaged | high resistance connection. | [6 empty] | 2
SL - Street lights | Street light - replace | Defects | A206 | SL wiring broken / damaged - insulation degradation. | C644 | Street light wiring | broken / damaged | insulation degradation. | [6 empty] | 2
SL - Street lights | Street light - replace | Defects | A206 | zOther cause (unknown / unlisted) - add note. | C000 | zOther | cause (unknown / unlisted) | add note. | [6 empty] | 155
SL - Street lights | Street light bracket - repair | Defects | A213 | SL outreach / support bracket not securely fitted - corrosion of bolts / mounting hardware. | C634 | Street light outreach bracket | not securely fitted | corrosion of bolts / mounting hardware. | [6 empty] | 1
SL - Street lights | Street light bracket - repair | Defects | A213 | SL outreach / support bracket not securely fitted - non compliant installation. | C632 | Street light outreach bracket | not securely fitted | non compliant installation. | [6 empty] | 1
SL - Street lights | Street light bracket - repair | Defects | A213 | SL outreach / support bracket not securely fitted - timber degradation. | C633 | Street light outreach bracket | not securely fitted | timber degradation. | [6 empty] | 1
SL - Street lights | Street light bracket - repair | Defects | A213 | SL outreach / support bracket voltage detected on bracket - cable insulation deterioration. | C639 | Street light outreach bracket | voltage detected on bracket | cable insulation deterioration. | [6 empty] | 1
SL - Street lights | Street light bracket - repair | Defects | A213 | SL outreach / support bracket voltage detected on bracket - incorrect polarity. | C637 | Street light outreach bracket | voltage detected on bracket | incorrect polarity. | [6 empty] | 1
SL - Street lights | Street light bracket - repair | Defects | A213 | SL outreach / support bracket voltage detected on bracket - poor connection. | C638 | Street light outreach bracket | voltage detected on bracket | poor connection. | [6 empty] | 1
SL - Street lights | Street light bracket - repair | Defects | A213 | Street light outreach bracket incorrect alignment / location - incorrectly installed. | B839 | Street light outreach bracket | incorrect alignment / location | incorrectly installed. | [6 empty] | 1
SL - Street lights | Street light bracket - repair | Defects | A213 | zOther cause (unknown / unlisted) - add note. | C000 | zOther | cause (unknown / unlisted) | add note. | [6 empty] | 156
SL - Street lights | Street light bracket - replace | Defects | A214 | SL outreach / support bracket reduced strength or failure - corrosion. | C636 | Street light outreach bracket | reduced strength or failure | corrosion. | [6 empty] | 1
SL - Street lights | Street light bracket - replace | Defects | A214 | SL outreach / support bracket reduced strength or failure - mechanical damage. | C635 | Street light outreach bracket | reduced strength or failure | mechanical damage. | [6 empty] | 1
SL - Street lights | Street light bracket - replace | Defects | A214 | zOther cause (unknown / unlisted) - add note. | C000 | zOther | cause (unknown / unlisted) | add note. | [6 empty] | 157
SL - Street light columns | Street light column - investigate | Defects | A317 | Street light column (steel) broken / damaged - further investigation reqd. | B857 | Street light column (steel) | broken / damaged | further investigation reqd. | [6 empty] | 1
SL - Street light columns | Street light column - investigate | Defects | A317 | Street light column (steel) degraded appearance - further investigation reqd. | B858 | Street light column (steel) | degraded appearance | further investigation reqd. | [6 empty] | 1
SL - Street light columns | Street light column - investigate | Defects | A317 | zOther cause (unknown / unlisted) - add note. | C000 | zOther | cause (unknown / unlisted) | add note. | [6 empty] | 158
SL - Street light columns | Street light column - repair | Defects | A209 | Street light column (pot belly) degraded appearance - vandalism. | B820 | Street light column (pot belly) | degraded appearance | vandalism. | [6 empty] | 1
SL - Street light columns | Street light column - repair | Defects | A209 | Street light column (pot belly) deteriorated - corrosion. | B817 | Street light column (pot belly) | deteriorated | corrosion. | [6 empty] | 1
SL - Street light columns | Street light column - repair | Defects | A209 | Street light column (steel) access cover damaged / missing - unable to open. | C625 | Street light column (steel) | access cover damaged / missing | unable to open. | [6 empty] | 1
SL - Street light columns | Street light column - repair | Defects | A209 | Street light column (steel) access cover damaged / missing - vandalism / impact. | C626 | Street light column (steel) | access cover damaged / missing | vandalism / impact. | [6 empty] | 1
SL - Street light columns | Street light column - repair | Defects | A209 | Street light column (steel) buried / exposed - ground level changes / erosion. | C616 | Street light column (steel) | buried / exposed | ground level changes / erosion. | [6 empty] | 1
SL - Street light columns | Street light column - repair | Defects | A209 | Street light column (steel) degraded appearance - graffiti. | C630 | Street light column (steel) | degraded appearance | graffiti. | [6 empty] | 1
SL - Street light columns | Street light column - repair | Defects | A209 | Street light column (steel) degraded appearance - paint deterioration. | C627 | Street light column (steel) | degraded appearance | paint deterioration. | [6 empty] | 1
SL - Street light columns | Street light column - repair | Defects | A209 | Street light column (steel) deteriorated - corrosion. | C631 | Street light column (steel) | deteriorated | corrosion. | [6 empty] | 1
SL - Street light columns | Street light column - repair | Defects | A209 | Street light column (steel) leaning - direct buried footing failure. | C609 | Street light column (steel) | leaning | direct buried footing failure. | [6 empty] | 1
SL - Street light columns | Street light column - repair | Defects | A209 | Street light column (steel) leaning - ragbolt footing failure. | C607 | Street light column (steel) | leaning | ragbolt footing failure. | [6 empty] | 1
SL - Street light columns | Street light column - repair | Defects | A209 | Street light column (steel) leaning - screw-anchor footing failure. | C608 | Street light column (steel) | leaning | screw-anchor footing failure. | [6 empty] | 1
SL - Street light columns | Street light column - repair | Defects | A209 | Street light column (steel) voltage detected on column - cable insulation deterioration. | C623 | Street light column (steel) | voltage detected on column | cable insulation deterioration. | [6 empty] | 1
SL - Street light columns | Street light column - repair | Defects | A209 | Street light column (steel) voltage detected on column - incorrect polarity. | C618 | Street light column (steel) | voltage detected on column | incorrect polarity. | [6 empty] | 1
SL - Street light columns | Street light column - repair | Defects | A209 | Street light column (steel) voltage detected on column - loose active connection. | C619 | Street light column (steel) | voltage detected on column | loose active connection. | [6 empty] | 1
SL - Street light columns | Street light column - repair | Defects | A209 | Street light column (steel) voltage detected on column - poor neutral connection. | C620 | Street light column (steel) | voltage detected on column | poor neutral connection. | [6 empty] | 1
SL - Street light columns | Street light column - repair | Defects | A209 | Street light column (steel) voltage detected on column - vegetation. | C621 | Street light column (steel) | voltage detected on column | vegetation. | [6 empty] | 1
SL - Street light columns | Street light column - repair | Defects | A209 | Street light column (steel) voltage detected on column - vermin. | C622 | Street light column (steel) | voltage detected on column | vermin. | [6 empty] | 1
SL - Street light columns | Street light column - repair | Defects | A209 | Street light column (triangular) degraded appearance - vandalism. | B823 | Street light column (triangular) | degraded appearance | vandalism. | [6 empty] | 1
SL - Street light columns | Street light column - repair | Defects | A209 | Street light column (triangular) deteriorated - corrosion. | B824 | Street light column (triangular) | deteriorated | corrosion. | [6 empty] | 1
SL - Street light columns | Street light column - repair | Defects | A209 | zOther cause (unknown / unlisted) - add note. | C000 | zOther | cause (unknown / unlisted) | add note. | [6 empty] | 159
SL - Street light columns | Street light column - replace | Defects | A210 | Street light column (pot belly) access cover damaged / missing - unable to open. | B818 | Street light column (pot belly) | access cover damaged / missing | unable to open. | [6 empty] | 1
SL - Street light columns | Street light column - replace | Defects | A210 | Street light column (pot belly) access cover damaged / missing - vandalism / impact. | B819 | Street light column (pot belly) | access cover damaged / missing | vandalism / impact. | [6 empty] | 1
SL - Street light columns | Street light column - replace | Defects | A210 | Street light column (pot belly) deteriorated - corrosion. | B817 | Street light column (pot belly) | deteriorated | corrosion. | [6 empty] | 2
SL - Street light columns | Street light column - replace | Defects | A210 | Street light column (steel) access cover damaged / missing - incorrectly installed. | C624 | Street light column (steel) | access cover damaged / missing | incorrectly installed. | [6 empty] | 1
SL - Street light columns | Street light column - replace | Defects | A210 | Street light column (steel) access cover damaged / missing - unable to open. | C625 | Street light column (steel) | access cover damaged / missing | unable to open. | [6 empty] | 2
SL - Street light columns | Street light column - replace | Defects | A210 | Street light column (steel) access cover damaged / missing - vandalism / impact. | C626 | Street light column (steel) | access cover damaged / missing | vandalism / impact. | [6 empty] | 2
SL - Street light columns | Street light column - replace | Defects | A210 | Street light column (steel) broken / damaged - direct buried footing failure. | C614 | Street light column (steel) | deteriorated | direct buried footing failure. | [6 empty] | 1
SL - Street light columns | Street light column - replace | Defects | A210 | Street light column (steel) broken / damaged - ragbolt footing failure. | C611 | Street light column (steel) | deteriorated | ragbolt footing failure. | [6 empty] | 1
SL - Street light columns | Street light column - replace | Defects | A210 | Street light column (steel) broken / damaged - screw-anchor footing failure. | C612 | Street light column (steel) | deteriorated | screw-anchor footing failure. | [6 empty] | 1
SL - Street light columns | Street light column - replace | Defects | A210 | Street light column (steel) broken / damaged - third party impact. | C610 | Street light column (steel) | broken / damaged | third party impact. | [6 empty] | 1
SL - Street light columns | Street light column - replace | Defects | A210 | Street light column (steel) degraded appearance - corrosion. | C629 | Street light column (steel) | degraded appearance | corrosion. | [6 empty] | 1
SL - Street light columns | Street light column - replace | Defects | A210 | Street light column (steel) degraded appearance - paint deterioration. | C627 | Street light column (steel) | degraded appearance | paint deterioration. | [6 empty] | 2
SL - Street light columns | Street light column - replace | Defects | A210 | Street light column (steel) degraded appearance - vandalism. | C628 | Street light column (steel) | degraded appearance | vandalism. | [6 empty] | 1
SL - Street light columns | Street light column - replace | Defects | A210 | Street light column (steel) deteriorated - corrosion. | C631 | Street light column (steel) | deteriorated | corrosion. | [6 empty] | 2
SL - Street light columns | Street light column - replace | Defects | A210 | Street light column (triangular) access cover damaged / missing - unable to open. | B821 | Street light column (triangular) | access cover damaged / missing | unable to open. | [6 empty] | 1
SL - Street light columns | Street light column - replace | Defects | A210 | Street light column (triangular) access cover damaged / missing - vandalism / impact. | B822 | Street light column (triangular) | access cover damaged / missing | vandalism / impact. | [6 empty] | 1
SL - Street light columns | Street light column - replace | Defects | A210 | Street light column (triangular) deteriorated - corrosion. | B824 | Street light column (triangular) | deteriorated | corrosion. | [6 empty] | 2
SL - Street light columns | Street light column - replace | Defects | A210 | Street light column (triangular) exposed wiring - pot belly / triangular column. | B825 | Street light column (triangular) | exposed wiring | pot belly / triangular column. | [6 empty] | 1
SL - Street light columns | Street light column - replace | Defects | A210 | zOther cause (unknown / unlisted) - add note. | C000 | zOther | cause (unknown / unlisted) | add note. | [6 empty] | 160
SL - Street lights | Street light control point - remove | Defects | A301 | Street light control point redundant - upgraded to individual PE control. | B708 | Street light control point | redundant | upgraded to individual PE control. | [6 empty] | 1
SL - Street lights | Street light control point - remove | Defects | A301 | zOther cause (unknown / unlisted) - add note. | C000 | zOther | cause (unknown / unlisted) | add note. | [6 empty] | 161
SL - Street lights | Street light control point - repair | Defects | A183 | SL circuit FI Relay does not operate correctly - internal fault. | C587 | Street light circuit FI Relay | does not operate correctly | internal fault. | [6 empty] | 1
SL - Street lights | Street light control point - repair | Defects | A183 | SL circuit FI Relay does not operate correctly - signal not received. | C588 | Street light circuit FI Relay | does not operate correctly | signal not received. | [6 empty] | 1
SL - Street lights | Street light control point - repair | Defects | A183 | SL circuit FI Relay does not operate correctly - wrong channel / frequency. | C589 | Street light circuit FI Relay | does not operate correctly | wrong channel / frequency. | [6 empty] | 1
SL - Street lights | Street light control point - repair | Defects | A183 | SL circuit PE cell does not operate correctly - deterioration. | C601 | Street light circuit PE cell | does not operate correctly | deterioration. | [6 empty] | 1
SL - Street lights | Street light control point - repair | Defects | A183 | SL circuit PE cell does not operate correctly - external light source. | C604 | Street light circuit PE cell | does not operate correctly | external light source. | [6 empty] | 1
SL - Street lights | Street light control point - repair | Defects | A183 | SL circuit PE cell does not operate correctly - vermin. | C603 | Street light circuit PE cell | does not operate correctly | vermin. | [6 empty] | 1
SL - Street lights | Street light control point - repair | Defects | A183 | SL circuit cabinet broken / damaged - corrosion. | C582 | Street light circuit cabinet | broken / damaged | corrosion. | [6 empty] | 1
SL - Street lights | Street light control point - repair | Defects | A183 | SL circuit cabinet broken / damaged - lock / latch inoperable. | C579 | Street light circuit cabinet | broken / damaged | lock / latch inoperable. | [6 empty] | 1
SL - Street lights | Street light control point - repair | Defects | A183 | SL circuit cabinet broken / damaged - loose mounting. | C580 | Street light circuit cabinet | broken / damaged | loose mounting. | [6 empty] | 1
SL - Street lights | Street light control point - repair | Defects | A183 | SL circuit contactor broken / damaged - high resistance connection. | C584 | Street light circuit contactor | broken / damaged | high resistance connection. | [6 empty] | 1
SL - Street lights | Street light control point - repair | Defects | A183 | SL circuit contactor broken / damaged - internal fault. | C583 | Street light circuit contactor | broken / damaged | internal fault. | [6 empty] | 1
SL - Street lights | Street light control point - repair | Defects | A183 | SL circuit contactor inoperable - operating coil failure. | C586 | Street light circuit contactor | inoperable | operating coil failure. | [6 empty] | 1
SL - Street lights | Street light control point - repair | Defects | A183 | SL circuit contactor noisy - internal fault. | C585 | Street light circuit contactor | noisy | internal fault. | [6 empty] | 1
SL - Street lights | Street light control point - repair | Defects | A183 | SL circuit fuse assembly broken / damaged - deterioration. | C592 | Street light circuit fuse assembly | broken / damaged | deterioration. | [6 empty] | 1
SL - Street lights | Street light control point - repair | Defects | A183 | SL circuit fuse assembly broken / damaged - incorrect DIN size. | C590 | Street light circuit fuse assembly | broken / damaged | incorrect DIN size. | [6 empty] | 1
SL - Street lights | Street light control point - repair | Defects | A183 | SL circuit fuse assembly broken / damaged - incorrect fuse rating. | C591 | Street light circuit fuse assembly | broken / damaged | incorrect fuse rating. | [6 empty] | 1
SL - Street lights | Street light control point - repair | Defects | A183 | SL circuit time clock does not operate - incorrect time setting. | C605 | Street light circuit time clock | does not operate | incorrect time setting. | [6 empty] | 1
SL - Street lights | Street light control point - repair | Defects | A183 | SL circuit time clock does not operate - internal fault. | C606 | Street light circuit time clock | does not operate | internal fault. | [6 empty] | 1
SL - Street lights | Street light control point - repair | Defects | A183 | Street light circuit PE cell does not operate correctly - vandalism / impact. | C602 | Street light circuit PE cell | does not operate correctly | vandalism / impact. | [6 empty] | 1
SL - Street lights | Street light control point - repair | Defects | A183 | Street light circuit cabinet broken / damaged - vandalism / impact. | C581 | Street light circuit cabinet | broken / damaged | vandalism / impact. | [6 empty] | 1
SL - Street lights | Street light control point - repair | Defects | A183 | Street light control wire connect to LV mains - upgraded to individual PE control. | B710 | Street light control wire | connect to LV mains | upgraded to individual PE control. | [6 empty] | 1
SL - Street lights | Street light control point - repair | Defects | A183 | zOther cause (unknown / unlisted) - add note. | C000 | zOther | cause (unknown / unlisted) | add note. | [6 empty] | 162
SL - Street lights | Street light control wire - remove | Defects | A302 | Street light control wire redundant - upgraded to individual PE control. | B709 | Street light control wire | redundant | upgraded to individual PE control. | [6 empty] | 1
SL - Street lights | Street light control wire - remove | Defects | A302 | zOther cause (unknown / unlisted) - add note. | C000 | zOther | cause (unknown / unlisted) | add note. | [6 empty] | 163
SL - Street lights | Street light glare shield - install | Defects | A211 | SL luminaire unwanted light on private property - glare guard not installed. | C562 | Street light luminaire | unwanted light on private property | glare guard not installed. | [6 empty] | 1
SL - Street lights | Street light glare shield - install | Defects | A211 | zOther cause (unknown / unlisted) - add note. | C000 | zOther | cause (unknown / unlisted) | add note. | [6 empty] | 164
SL - Street lights | Street light glare shield - replace | Defects | A212 | SL glare shield damaged / missing - corrosion. | B080 | Street light glare shield | damaged / missing | corrosion. | [6 empty] | 1
SL - Street lights | Street light glare shield - replace | Defects | A212 | SL glare shield damaged / missing - not securely fitted. | B078 | Street light glare shield | damaged / missing | not securely fitted. | [6 empty] | 1
SL - Street lights | Street light glare shield - replace | Defects | A212 | SL glare shield damaged / missing - vandalism. | B079 | Street light glare shield | damaged / missing | vandalism. | [6 empty] | 1
SL - Street lights | Street light glare shield - replace | Defects | A212 | zOther cause (unknown / unlisted) - add note. | C000 | zOther | cause (unknown / unlisted) | add note. | [6 empty] | 165
SL - Street lights | Street light vandal guard - install | Defects | A215 | SL luminaire broken / damaged - vandalism. | B088 | Street light luminaire | broken / damaged | vandalism. | [6 empty] | 2
SL - Street lights | Street light vandal guard - install | Defects | A215 | SL luminaire cover damaged / missing - vandalism. | B083 | Street light cover | damaged / missing | vandalism. | [6 empty] | 2
SL - Street lights | Street light vandal guard - install | Defects | A215 | SL luminaire diffuser damaged / missing - vandalism. | B087 | Street light diffuser | damaged / missing | vandalism. | [6 empty] | 3
SL - Street lights | Street light vandal guard - install | Defects | A215 | SL vandal guard damaged / missing - vandalism. | C577 | Street light vandal guard | damaged / missing | vandalism. | [6 empty] | 1
SL - Street lights | Street light vandal guard - install | Defects | A215 | zOther cause (unknown / unlisted) - add note. | C000 | zOther | cause (unknown / unlisted) | add note. | [6 empty] | 166
SL - Street lights | Street light vandal guard - replace | Defects | A216 | SL vandal guard damaged / missing - corrosion. | C578 | Street light vandal guard | damaged / missing | corrosion. | [6 empty] | 1
SL - Street lights | Street light vandal guard - replace | Defects | A216 | SL vandal guard damaged / missing - not securely fitted. | C576 | Street light vandal guard | damaged / missing | not securely fitted. | [6 empty] | 1
SL - Street lights | Street light vandal guard - replace | Defects | A216 | SL vandal guard damaged / missing - vandalism. | C577 | Street light vandal guard | damaged / missing | vandalism. | [6 empty] | 2
SL - Street lights | Street light vandal guard - replace | Defects | A216 | zOther cause (unknown / unlisted) - add note. | C000 | zOther | cause (unknown / unlisted) | add note. | [6 empty] | 167
Streetlight (Redundant) | Streetlight - Clean Luminaire | Defects | LCLE | Luminaire Faulty | [10 empty] | 2
Streetlight (Redundant) | Streetlight - Install PE Cell | Defects | LIPE | Control Wire Removed | [10 empty] | 1
Streetlight (Redundant) | Streetlight - Redirect Luminarie | Defects | LDLE | Focus Faulty | [10 empty] | 2
Streetlight (Redundant) | Streetlight - Remove Control Wire | Defects | LRCW | Obsolete | [10 empty] | 2
Streetlight (Redundant) | Streetlight - Repair Conduit/ Saddles | Defects | LPCS | Conduit/Saddles Faulty | [10 empty] | 4
Streetlight (Redundant) | Streetlight - Repair Control Box | Defects | LPCB | Control Box Faulty | [10 empty] | 1
Streetlight (Redundant) | Streetlight - Repair Luminaire | Defects | LPLE | Luminaire Faulty | [10 empty] | 3
Streetlight (Redundant) | Streetlight - Repair Outreach | Defects | LPOH | Bracket Faulty | [10 empty] | 2
Streetlight (Redundant) | Streetlight - Replace Conduit/ Saddles | Defects | LRCS | Conduit/Saddles Faulty | [10 empty] | 5
Streetlight (Redundant) | Streetlight - Replace Contact | Defects | LRCT | Luminaire / Control Box Faulty | [10 empty] | 2
Streetlight (Redundant) | Streetlight - Replace Control Box | Defects | LRCB | Control Box Faulty | [10 empty] | 2
Streetlight (Redundant) | Streetlight - Replace Diffuser | Defects | LRDF | Diffuser Faulty | [10 empty] | 2
Streetlight (Redundant) | Streetlight - Replace Igniter | Defects | LRIG | Igniter Faulty | [10 empty] | 2
Streetlight (Redundant) | Streetlight - Replace Lantern (Serviceable) | Defects | LRLS | Lantern Faulty | [10 empty] | 2
Streetlight (Redundant) | Streetlight - Replace Lantern (Unserviceable) | Defects | LRLU | Lantern Faulty | [10 empty] | 3
Streetlight (Redundant) | Streetlight - Replace Outreach | Defects | LROH | Bracket Faulty | [10 empty] | 3
Streetlight (Redundant) | Streetlight - Replace PE Cell | Defects | LRPE | Luminaire / Control Box Faulty | [10 empty] | 3
Streetlight (Redundant) | Streetlight - Replace Relay | Defects | LRRY | Luminaire / Control Box Faulty | [10 empty] | 4
Streetlight (Redundant) | Streetlight - Tighten Metal Work | Defects | LTMW | Control Box Faulty | [10 empty] | 3
Streetlight (Redundant) | Streetlight - Tighten Metal Work | Defects | LTMW | Outreach | [10 empty] | 1
SU - Substation Site (Chamber) | Sub (Chamber) - repair | Defects | A221 | Bund / trench damaged / leaking - corrosion / deterioration. | B402 | Bund / trench | damaged / leaking | corrosion / deterioration. | [6 empty] | 1
SU - Substation Site (Chamber) | Sub (Chamber) - repair | Defects | A221 | Bund / trench damaged / leaking - third party impact. | B401 | Bund / trench | damaged / leaking | third party impact. | [6 empty] | 1
SU - Substation Site (Chamber) | Sub (Chamber) - repair | Defects | A221 | Bund / trench fills with water - bilge pump defective. | B405 | Bund / trench | fills with water | bilge pump defective. | [6 empty] | 1
SU - Substation Site (Chamber) | Sub (Chamber) - repair | Defects | A221 | Bund / trench fills with water - blocked drain. | B406 | Bund / trench | fills with water | blocked drain. | [6 empty] | 1
SU - Substation Site (Chamber) | Sub (Chamber) - repair | Defects | A221 | Bund / trench fills with water - cable penetration not sealed. | B407 | Bund / trench | fills with water | cable penetration not sealed. | [6 empty] | 1
SU - Substation Site (Chamber) | Sub (Chamber) - repair | Defects | A221 | Bund / trench fills with water - inadequate IP rating. | B403 | Bund / trench | fills with water | inadequate IP rating. | [6 empty] | 1
SU - Substation Site (Chamber) | Sub (Chamber) - repair | Defects | A221 | Bund / trench fills with water - localised flooding. | B404 | Bund / trench | fills with water | localised flooding. | [6 empty] | 1
SU - Substation Site (Chamber) | Sub (Chamber) - repair | Defects | A221 | Fire suppression system inoperable - component failure. | B294 | Fire suppression system | inoperable | component failure. | [6 empty] | 1
SU - Substation Site (Chamber) | Sub (Chamber) - repair | Defects | A221 | Substation HV leads / connections broken / damaged - corrosion. | C358 | Substation HV leads / connections | broken / damaged | corrosion. | [6 empty] | 1
SU - Substation Site (Chamber) | Sub (Chamber) - repair | Defects | A221 | Substation HV leads / connections broken / damaged - insulation degradation. | C354 | Substation HV leads / connections | broken / damaged | insulation degradation. | [6 empty] | 1
SU - Substation Site (Chamber) | Sub (Chamber) - repair | Defects | A221 | Substation HV leads / connections broken / damaged - loose connection. | C355 | Substation HV leads / connections | broken / damaged | loose connection. | [6 empty] | 1
SU - Substation Site (Chamber) | Sub (Chamber) - repair | Defects | A221 | Substation HV leads / connections broken / damaged - overheated. | C356 | Substation HV leads / connections | broken / damaged | overheated. | [6 empty] | 1
SU - Substation Site (Chamber) | Sub (Chamber) - repair | Defects | A221 | Substation HV leads / connections broken / damaged - wildlife. | C357 | Substation HV leads / connections | broken / damaged | wildlife. | [6 empty] | 1
SU - Substation Site (Chamber) | Sub (Chamber) - repair | Defects | A221 | Substation HV leads / connections inadequate clearances - cables too long. | C359 | Substation HV leads / connections | inadequate clearances | cables too long. | [6 empty] | 1
SU - Substation Site (Chamber) | Sub (Chamber) - repair | Defects | A221 | Substation HV leads / connections inadequate clearances - insufficient insulators. | C360 | Substation HV leads / connections | inadequate clearances | insufficient insulators. | [6 empty] | 1
SU - Substation Site (Chamber) | Sub (Chamber) - repair | Defects | A221 | Substation LV leads / connections broken / damaged - corrosion. | C365 | Substation LV leads / connections | broken / damaged | corrosion. | [6 empty] | 1
SU - Substation Site (Chamber) | Sub (Chamber) - repair | Defects | A221 | Substation LV leads / connections broken / damaged - insulation degradation. | C361 | Substation LV leads / connections | broken / damaged | insulation degradation. | [6 empty] | 1
SU - Substation Site (Chamber) | Sub (Chamber) - repair | Defects | A221 | Substation LV leads / connections broken / damaged - loose connection. | C362 | Substation LV leads / connections | broken / damaged | loose connection. | [6 empty] | 1
SU - Substation Site (Chamber) | Sub (Chamber) - repair | Defects | A221 | Substation LV leads / connections broken / damaged - overheated. | C363 | Substation LV leads / connections | broken / damaged | overheated. | [6 empty] | 1
SU - Substation Site (Chamber) | Sub (Chamber) - repair | Defects | A221 | Substation LV leads / connections broken / damaged - wildlife. | C364 | Substation LV leads / connections | broken / damaged | wildlife. | [6 empty] | 1
SU - Substation Site (Chamber) | Sub (Chamber) - repair | Defects | A221 | Substation bollards damaged / missing - third party impact. | B400 | Substation bollards | damaged / missing | third party impact. | [6 empty] | 1
SU - Substation Site (Chamber) | Sub (Chamber) - repair | Defects | A221 | Substation building broken / damaged - third party impact. | B416 | Substation building | broken / damaged | third party impact. | [6 empty] | 1
SU - Substation Site (Chamber) | Sub (Chamber) - repair | Defects | A221 | Substation building broken / damaged - vandalism. | B418 | Substation building | broken / damaged | vandalism. | [6 empty] | 1
SU - Substation Site (Chamber) | Sub (Chamber) - repair | Defects | A221 | Substation building degraded appearance - graffiti. | B422 | Substation building | degraded appearance | graffiti. | [6 empty] | 1
SU - Substation Site (Chamber) | Sub (Chamber) - repair | Defects | A221 | Substation building degraded appearance - paint deterioration. | B421 | Substation building | degraded appearance | paint deterioration. | [6 empty] | 1
SU - Substation Site (Chamber) | Sub (Chamber) - repair | Defects | A221 | Substation building hold down bolts loose - plinth damaged. | B423 | Substation building | hold down bolts loose | plinth damaged. | [6 empty] | 1
SU - Substation Site (Chamber) | Sub (Chamber) - repair | Defects | A221 | Substation door broken / damaged - corrosion of panels/frame. | B409 | Substation door | broken / damaged | corrosion of panels/frame. | [6 empty] | 1
SU - Substation Site (Chamber) | Sub (Chamber) - repair | Defects | A221 | Substation door broken / damaged - corrosion of rivets. | B410 | Substation door | broken / damaged | corrosion of rivets. | [6 empty] | 1
SU - Substation Site (Chamber) | Sub (Chamber) - repair | Defects | A221 | Substation door broken / damaged - third party impact. | B408 | Substation door | broken / damaged | third party impact. | [6 empty] | 1
SU - Substation Site (Chamber) | Sub (Chamber) - repair | Defects | A221 | Substation door degraded appearance - graffiti. | B413 | Substation | degraded appearance | graffiti. | [6 empty] | 1
SU - Substation Site (Chamber) | Sub (Chamber) - repair | Defects | A221 | Substation door misaligned - ground movement. | B412 | Substation door | misaligned | ground movement. | [6 empty] | 1
SU - Substation Site (Chamber) | Sub (Chamber) - repair | Defects | A221 | Substation door misaligned - obstruction / maloperation. | B411 | Substation door | misaligned | obstruction / maloperation. | [6 empty] | 1
SU - Substation Site (Chamber) | Sub (Chamber) - repair | Defects | A221 | Substation emergency / exit lighting inoperable - battery deterioration. | B414 | Substation emergency / exit lighting | inoperable | battery deterioration. | [6 empty] | 1
SU - Substation Site (Chamber) | Sub (Chamber) - repair | Defects | A221 | Substation emergency / exit lighting inoperable - component failure. | B415 | Substation emergency / exit lighting | inoperable | component failure. | [6 empty] | 1
SU - Substation Site (Chamber) | Sub (Chamber) - repair | Defects | A221 | Substation fans inoperable - control failure. | B323 | Substation fans | inoperable | control failure. | [6 empty] | 1
SU - Substation Site (Chamber) | Sub (Chamber) - repair | Defects | A221 | Substation fans inoperable - motor / fan bearing. | B321 | Substation fans | inoperable | motor / fan bearing. | [6 empty] | 1
SU - Substation Site (Chamber) | Sub (Chamber) - repair | Defects | A221 | Substation fans inoperable - thermal switch failure. | B322 | Substation fans | inoperable | thermal switch failure. | [6 empty] | 1
SU - Substation Site (Chamber) | Sub (Chamber) - repair | Defects | A221 | Substation flooded - blocked drain. | B397 | Substation | flooded | blocked drain. | [6 empty] | 1
SU - Substation Site (Chamber) | Sub (Chamber) - repair | Defects | A221 | Substation lighting inoperable - component failure. | B424 | Substation lighting | inoperable | component failure. | [6 empty] | 1
SU - Substation Site (Chamber) | Sub (Chamber) - repair | Defects | A221 | Substation plinth / culvert broken / damaged - corrosion / deterioration. | B425 | Substation plinth / culvert | broken / damaged | corrosion / deterioration. | [6 empty] | 1
SU - Substation Site (Chamber) | Sub (Chamber) - repair | Defects | A221 | Substation plinth / culvert fills with water - altered ground level. | B428 | Substation plinth / culvert | fills with water | altered ground level. | [6 empty] | 1
SU - Substation Site (Chamber) | Sub (Chamber) - repair | Defects | A221 | Substation plinth / culvert fills with water - cable penetration not sealed. | B429 | Substation plinth / culvert | fills with water | cable penetration not sealed. | [6 empty] | 1
SU - Substation Site (Chamber) | Sub (Chamber) - repair | Defects | A221 | Substation plinth / culvert fills with water - localised flooding. | B427 | Substation plinth / culvert | fills with water | localised flooding. | [6 empty] | 1
SU - Substation Site (Chamber) | Sub (Chamber) - repair | Defects | A221 | Substation plinth / culvert subsided - altered ground level. | B426 | Substation plinth / culvert | subsided | altered ground level. | [6 empty] | 1
SU - Substation Site (Chamber) | Sub (Chamber) - repair | Defects | A221 | Substation roof broken / damaged - deterioration. | B307 | Substation roof | broken / damaged | deterioration. | [6 empty] | 1
SU - Substation Site (Chamber) | Sub (Chamber) - repair | Defects | A221 | Substation safety barriers broken / damaged - deterioration. | B430 | Substation safety barriers | broken / damaged | deterioration. | [6 empty] | 1
SU - Substation Site (Chamber) | Sub (Chamber) - repair | Defects | A221 | Substation safety barriers missing - not reinstated / not installed. | B431 | Substation safety barriers | missing | not reinstated / not installed. | [6 empty] | 1
SU - Substation Site (Chamber) | Sub (Chamber) - repair | Defects | A221 | Substation ventilation panel broken / damaged - corrosion. | B283 | Substation ventilation panel | broken / damaged | corrosion. | [6 empty] | 1
SU - Substation Site (Chamber) | Sub (Chamber) - repair | Defects | A221 | Substation ventilation panel broken / damaged - fusible link broken | B280 | Substation ventilation panel | broken / damaged | fusible link broken | [6 empty] | 1
SU - Substation Site (Chamber) | Sub (Chamber) - repair | Defects | A221 | Substation ventilation panel broken / damaged - obstructed / dirty. | B281 | Substation ventilation panel | broken / damaged | obstructed / dirty. | [6 empty] | 1
SU - Substation Site (Chamber) | Sub (Chamber) - repair | Defects | A221 | Substation ventilation panel broken / damaged - vandalism. | B282 | Substation ventilation panel | broken / damaged | vandalism. | [6 empty] | 1
SU - Substation Site (Chamber) | Sub (Chamber) - repair | Defects | A221 | Substation ventilation panel inoperable - obstructed / dirty. | B284 | Substation ventilation panel | inoperable | obstructed / dirty. | [6 empty] | 1
SU - Substation Site (Chamber) | Sub (Chamber) - repair | Defects | A221 | Substation vermin infestation - vermin barriers damaged or not installed. | B390 | Substation | vermin infestation | vermin barriers damaged or not installed. | [6 empty] | 1
SU - Substation Site (Chamber) | Sub (Chamber) - repair | Defects | A221 | Substation window broken / damaged - third party impact. | B308 | Substation window | broken / damaged | third party impact. | [6 empty] | 1
SU - Substation Site (Chamber) | Sub (Chamber) - repair | Defects | A221 | Substation window broken / damaged - vandalism. | B309 | Substation window | broken / damaged | vandalism. | [6 empty] | 1
SU - Substation Site (Chamber) | Sub (Chamber) - repair | Defects | A221 | zOther cause (unknown / unlisted) - add note. | C000 | zOther | cause (unknown / unlisted) | add note. | [6 empty] | 168
SU - Substation Site (Chamber) | Sub (Chamber) - replace | Defects | A222 | Bund / trench damaged / leaking - corrosion / deterioration. | B402 | Bund / trench | damaged / leaking | corrosion / deterioration. | [6 empty] | 2
SU - Substation Site (Chamber) | Sub (Chamber) - replace | Defects | A222 | Substation building broken / damaged - corrosion / deterioration. | B417 | Substation building | broken / damaged | corrosion / deterioration. | [6 empty] | 1
SU - Substation Site (Chamber) | Sub (Chamber) - replace | Defects | A222 | Substation building broken / damaged - fire damage - asset related. | B420 | Substation building | broken / damaged | fire damage (asset related). | [6 empty] | 1
SU - Substation Site (Chamber) | Sub (Chamber) - replace | Defects | A222 | Substation building broken / damaged - vehicle impact. | B419 | Substation building | broken / damaged | vehicle impact. | [6 empty] | 1
SU - Substation Site (Chamber) | Sub (Chamber) - replace | Defects | A222 | Substation refurbishment reqd - asset condition. | B396 | Substation | refurbishment reqd | asset condition. | [6 empty] | 1
SU - Substation Site (Chamber) | Sub (Chamber) - replace | Defects | A222 | Substation roof broken / damaged - deterioration. | B307 | Substation roof | broken / damaged | deterioration. | [6 empty] | 2
SU - Substation Site (Chamber) | Sub (Chamber) - replace | Defects | A222 | zOther cause (unknown / unlisted) - add note. | C000 | zOther | cause (unknown / unlisted) | add note. | [6 empty] | 169
SU - Substation Site (Ground Mounted) | Sub (ground mounted) - rectify clearances | Defects | A225 | Substation insufficient clearance - unauthorised construction. | B388 | Substation | insufficient clearance | unauthorised construction. | [6 empty] | 1
SU - Substation Site (Ground Mounted) | Sub (ground mounted) - rectify clearances | Defects | A225 | zOther cause (unknown / unlisted) - add note. | C000 | zOther | cause (unknown / unlisted) | add note. | [6 empty] | 170
SU - Substation Site (Ground Mounted) | Sub (ground mounted) - repair | Defects | A227 | Bund / trench damaged / leaking - corrosion / deterioration. | B402 | Bund / trench | damaged / leaking | corrosion / deterioration. | [6 empty] | 3
SU - Substation Site (Ground Mounted) | Sub (ground mounted) - repair | Defects | A227 | Bund / trench damaged / leaking - third party impact. | B401 | Bund / trench | damaged / leaking | third party impact. | [6 empty] | 2
SU - Substation Site (Ground Mounted) | Sub (ground mounted) - repair | Defects | A227 | Bund / trench fills with water - blocked drain. | B406 | Bund / trench | fills with water | blocked drain. | [6 empty] | 2
SU - Substation Site (Ground Mounted) | Sub (ground mounted) - repair | Defects | A227 | Bund / trench fills with water - cable penetration not sealed. | B407 | Bund / trench | fills with water | cable penetration not sealed. | [6 empty] | 2
SU - Substation Site (Ground Mounted) | Sub (ground mounted) - repair | Defects | A227 | Bund / trench fills with water - inadequate IP rating. | B403 | Bund / trench | fills with water | inadequate IP rating. | [6 empty] | 2
SU - Substation Site (Ground Mounted) | Sub (ground mounted) - repair | Defects | A227 | Bund / trench fills with water - localised flooding. | B404 | Bund / trench | fills with water | localised flooding. | [6 empty] | 2
SU - Substation Site (Ground Mounted) | Sub (ground mounted) - repair | Defects | A227 | Substation HV leads / connections broken / damaged - corrosion. | C358 | Substation HV leads / connections | broken / damaged | corrosion. | [6 empty] | 2
SU - Substation Site (Ground Mounted) | Sub (ground mounted) - repair | Defects | A227 | Substation HV leads / connections broken / damaged - insulation degradation. | C354 | Substation HV leads / connections | broken / damaged | insulation degradation. | [6 empty] | 2
SU - Substation Site (Ground Mounted) | Sub (ground mounted) - repair | Defects | A227 | Substation HV leads / connections broken / damaged - loose connection. | C355 | Substation HV leads / connections | broken / damaged | loose connection. | [6 empty] | 2
SU - Substation Site (Ground Mounted) | Sub (ground mounted) - repair | Defects | A227 | Substation HV leads / connections broken / damaged - overheated. | C356 | Substation HV leads / connections | broken / damaged | overheated. | [6 empty] | 2
SU - Substation Site (Ground Mounted) | Sub (ground mounted) - repair | Defects | A227 | Substation HV leads / connections broken / damaged - wildlife. | C357 | Substation HV leads / connections | broken / damaged | wildlife. | [6 empty] | 2
SU - Substation Site (Ground Mounted) | Sub (ground mounted) - repair | Defects | A227 | Substation HV leads / connections inadequate clearances - cables too long. | C359 | Substation HV leads / connections | inadequate clearances | cables too long. | [6 empty] | 2
SU - Substation Site (Ground Mounted) | Sub (ground mounted) - repair | Defects | A227 | Substation HV leads / connections inadequate clearances - insufficient insulators. | C360 | Substation HV leads / connections | inadequate clearances | insufficient insulators. | [6 empty] | 2
SU - Substation Site (Ground Mounted) | Sub (ground mounted) - repair | Defects | A227 | Substation LV leads / connections broken / damaged - corrosion. | C365 | Substation LV leads / connections | broken / damaged | corrosion. | [6 empty] | 2
SU - Substation Site (Ground Mounted) | Sub (ground mounted) - repair | Defects | A227 | Substation LV leads / connections broken / damaged - insulation degradation. | C361 | Substation LV leads / connections | broken / damaged | insulation degradation. | [6 empty] | 2
SU - Substation Site (Ground Mounted) | Sub (ground mounted) - repair | Defects | A227 | Substation LV leads / connections broken / damaged - loose connection. | C362 | Substation LV leads / connections | broken / damaged | loose connection. | [6 empty] | 2
SU - Substation Site (Ground Mounted) | Sub (ground mounted) - repair | Defects | A227 | Substation LV leads / connections broken / damaged - overheated. | C363 | Substation LV leads / connections | broken / damaged | overheated. | [6 empty] | 2
SU - Substation Site (Ground Mounted) | Sub (ground mounted) - repair | Defects | A227 | Substation LV leads / connections broken / damaged - wildlife. | C364 | Substation LV leads / connections | broken / damaged | wildlife. | [6 empty] | 2
SU - Substation Site (Ground Mounted) | Sub (ground mounted) - repair | Defects | A227 | Substation building broken / damaged - third party impact. | B416 | Substation building | broken / damaged | third party impact. | [6 empty] | 2
SU - Substation Site (Ground Mounted) | Sub (ground mounted) - repair | Defects | A227 | Substation building broken / damaged - vandalism. | B418 | Substation building | broken / damaged | vandalism. | [6 empty] | 2
SU - Substation Site (Ground Mounted) | Sub (ground mounted) - repair | Defects | A227 | Substation building degraded appearance - graffiti. | B422 | Substation building | degraded appearance | graffiti. | [6 empty] | 2
SU - Substation Site (Ground Mounted) | Sub (ground mounted) - repair | Defects | A227 | Substation building degraded appearance - paint deterioration. | B421 | Substation building | degraded appearance | paint deterioration. | [6 empty] | 2
SU - Substation Site (Ground Mounted) | Sub (ground mounted) - repair | Defects | A227 | Substation building hold down bolts loose - plinth damaged. | B423 | Substation building | hold down bolts loose | plinth damaged. | [6 empty] | 2
SU - Substation Site (Ground Mounted) | Sub (ground mounted) - repair | Defects | A227 | Substation door broken / damaged - corrosion of panels/frame. | B409 | Substation door | broken / damaged | corrosion of panels/frame. | [6 empty] | 2
SU - Substation Site (Ground Mounted) | Sub (ground mounted) - repair | Defects | A227 | Substation door broken / damaged - corrosion of rivets. | B410 | Substation door | broken / damaged | corrosion of rivets. | [6 empty] | 2
SU - Substation Site (Ground Mounted) | Sub (ground mounted) - repair | Defects | A227 | Substation door broken / damaged - third party impact. | B408 | Substation door | broken / damaged | third party impact. | [6 empty] | 2
SU - Substation Site (Ground Mounted) | Sub (ground mounted) - repair | Defects | A227 | Substation door degraded appearance - graffiti. | B413 | Substation | degraded appearance | graffiti. | [6 empty] | 2
SU - Substation Site (Ground Mounted) | Sub (ground mounted) - repair | Defects | A227 | Substation door misaligned - ground movement. | B412 | Substation door | misaligned | ground movement. | [6 empty] | 2
SU - Substation Site (Ground Mounted) | Sub (ground mounted) - repair | Defects | A227 | Substation door misaligned - obstruction / maloperation. | B411 | Substation door | misaligned | obstruction / maloperation. | [6 empty] | 2
SU - Substation Site (Ground Mounted) | Sub (ground mounted) - repair | Defects | A227 | Substation emergency / exit lighting inoperable - battery deterioration. | B414 | Substation emergency / exit lighting | inoperable | battery deterioration. | [6 empty] | 2
SU - Substation Site (Ground Mounted) | Sub (ground mounted) - repair | Defects | A227 | Substation emergency / exit lighting inoperable - component failure. | B415 | Substation emergency / exit lighting | inoperable | component failure. | [6 empty] | 2
SU - Substation Site (Ground Mounted) | Sub (ground mounted) - repair | Defects | A227 | Substation fence broken / damaged - corrosion. | B276 | Substation fence | broken / damaged | corrosion. | [6 empty] | 1
SU - Substation Site (Ground Mounted) | Sub (ground mounted) - repair | Defects | A227 | Substation fence broken / damaged - timber degradation. | B275 | Substation fence | broken / damaged | timber degradation. | [6 empty] | 1
SU - Substation Site (Ground Mounted) | Sub (ground mounted) - repair | Defects | A227 | Substation lighting inoperable - component failure. | B424 | Substation lighting | inoperable | component failure. | [6 empty] | 2
SU - Substation Site (Ground Mounted) | Sub (ground mounted) - repair | Defects | A227 | Substation plinth / culvert broken / damaged - corrosion / deterioration. | B425 | Substation plinth / culvert | broken / damaged | corrosion / deterioration. | [6 empty] | 2
SU - Substation Site (Ground Mounted) | Sub (ground mounted) - repair | Defects | A227 | Substation plinth / culvert fills with water - altered ground level. | B428 | Substation plinth / culvert | fills with water | altered ground level. | [6 empty] | 2
SU - Substation Site (Ground Mounted) | Sub (ground mounted) - repair | Defects | A227 | Substation plinth / culvert fills with water - cable penetration not sealed. | B429 | Substation plinth / culvert | fills with water | cable penetration not sealed. | [6 empty] | 2
SU - Substation Site (Ground Mounted) | Sub (ground mounted) - repair | Defects | A227 | Substation plinth / culvert fills with water - localised flooding. | B427 | Substation plinth / culvert | fills with water | localised flooding. | [6 empty] | 2
SU - Substation Site (Ground Mounted) | Sub (ground mounted) - repair | Defects | A227 | Substation plinth / culvert subsided - altered ground level. | B426 | Substation plinth / culvert | subsided | altered ground level. | [6 empty] | 2
SU - Substation Site (Ground Mounted) | Sub (ground mounted) - repair | Defects | A227 | Substation roof broken / damaged - deterioration. | B307 | Substation roof | broken / damaged | deterioration. | [6 empty] | 3
SU - Substation Site (Ground Mounted) | Sub (ground mounted) - repair | Defects | A227 | Transformer mounting loose - timber degradation. | B270 | Transformer mounting | loose | timber degradation. | [6 empty] | 1
SU - Substation Site (Ground Mounted) | Sub (ground mounted) - repair | Defects | A227 | Transformer mounting misaligned - support bracket deteriorated. | B271 | Transformer mounting | misaligned | support bracket deteriorated. | [6 empty] | 1
SU - Substation Site (Ground Mounted) | Sub (ground mounted) - repair | Defects | A227 | Transformer mounting unstable - inadequate bracing. | B272 | Transformer mounting | unstable | inadequate bracing. | [6 empty] | 1
SU - Substation Site (Ground Mounted) | Sub (ground mounted) - repair | Defects | A227 | Transformer mounting unstable - timber degradation. | B273 | Transformer mounting | unstable | timber degradation. | [6 empty] | 1
SU - Substation Site (Ground Mounted) | Sub (ground mounted) - repair | Defects | A227 | Transformer mounting weakened - corrosion of bolts / mounting hardware. | B274 | Transformer mounting | weakened | corrosion of bolts / mounting hardware. | [6 empty] | 1
SU - Substation Site (Ground Mounted) | Sub (ground mounted) - repair | Defects | A227 | zOther cause (unknown / unlisted) - add note. | C000 | zOther | cause (unknown / unlisted) | add note. | [6 empty] | 171
SU - Substation Site (Ground Mounted) | Sub (ground mounted) - replace | Defects | A228 | Bund / trench damaged / leaking - corrosion / deterioration. | B402 | Bund / trench | damaged / leaking | corrosion / deterioration. | [6 empty] | 4
SU - Substation Site (Ground Mounted) | Sub (ground mounted) - replace | Defects | A228 | Substation building broken / damaged - corrosion / deterioration. | B417 | Substation building | broken / damaged | corrosion / deterioration. | [6 empty] | 2
SU - Substation Site (Ground Mounted) | Sub (ground mounted) - replace | Defects | A228 | Substation building broken / damaged - fire damage - asset related. | B420 | Substation building | broken / damaged | fire damage (asset related). | [6 empty] | 2
SU - Substation Site (Ground Mounted) | Sub (ground mounted) - replace | Defects | A228 | Substation building broken / damaged - vehicle impact. | B419 | Substation building | broken / damaged | vehicle impact. | [6 empty] | 2
SU - Substation Site (Ground Mounted) | Sub (ground mounted) - replace | Defects | A228 | Substation roof broken / damaged - deterioration. | B307 | Substation roof | broken / damaged | deterioration. | [6 empty] | 4
SU - Substation Site (Ground Mounted) | Sub (ground mounted) - replace | Defects | A228 | zOther cause (unknown / unlisted) - add note. | C000 | zOther | cause (unknown / unlisted) | add note. | [6 empty] | 172
SU - Substation Site (Padmount) | Sub (padmount) - further inspection reqd | Defects | A322 | Substation further inspection required - add note. | B870 | Substation | further inspection required | add note. | [6 empty] | 1
SU - Substation Site (Padmount) | Sub (padmount) - rectify clearances | Defects | A232 | Substation insufficient clearance - unauthorised construction. | B388 | Substation | insufficient clearance | unauthorised construction. | [6 empty] | 2
SU - Substation Site (Padmount) | Sub (padmount) - rectify clearances | Defects | A232 | zOther cause (unknown / unlisted) - add note. | C000 | zOther | cause (unknown / unlisted) | add note. | [6 empty] | 173
SU - Substation Site (Padmount) | Sub (padmount) - repair | Defects | A235 | Bund / trench damaged / leaking - corrosion / deterioration. | B402 | Bund / trench | damaged / leaking | corrosion / deterioration. | [6 empty] | 5
SU - Substation Site (Padmount) | Sub (padmount) - repair | Defects | A235 | Bund / trench damaged / leaking - third party impact. | B401 | Bund / trench | damaged / leaking | third party impact. | [6 empty] | 3
SU - Substation Site (Padmount) | Sub (padmount) - repair | Defects | A235 | Bund / trench fills with water - blocked drain. | B406 | Bund / trench | fills with water | blocked drain. | [6 empty] | 3
SU - Substation Site (Padmount) | Sub (padmount) - repair | Defects | A235 | Bund / trench fills with water - cable penetration not sealed. | B407 | Bund / trench | fills with water | cable penetration not sealed. | [6 empty] | 3
SU - Substation Site (Padmount) | Sub (padmount) - repair | Defects | A235 | Bund / trench fills with water - inadequate IP rating. | B403 | Bund / trench | fills with water | inadequate IP rating. | [6 empty] | 3
SU - Substation Site (Padmount) | Sub (padmount) - repair | Defects | A235 | Bund / trench fills with water - localised flooding. | B404 | Bund / trench | fills with water | localised flooding. | [6 empty] | 3
SU - Substation Site (Padmount) | Sub (padmount) - repair | Defects | A235 | Cubicle broken / damaged - corrosion / deterioration. | B312 | Cubicle | broken / damaged | corrosion / deterioration. | [6 empty] | 1
SU - Substation Site (Padmount) | Sub (padmount) - repair | Defects | A235 | Cubicle broken / damaged - fibreglass degradation. | B315 | Cubicle | broken / damaged | fibreglass degradation. | [6 empty] | 1
SU - Substation Site (Padmount) | Sub (padmount) - repair | Defects | A235 | Cubicle broken / damaged - third party impact. | B311 | Cubicle | broken / damaged | third party impact. | [6 empty] | 1
SU - Substation Site (Padmount) | Sub (padmount) - repair | Defects | A235 | Cubicle broken / damaged - vandalism. | B313 | Cubicle | broken / damaged | vandalism. | [6 empty] | 1
SU - Substation Site (Padmount) | Sub (padmount) - repair | Defects | A235 | Cubicle degraded appearance - graffiti. | B319 | Cubicle | degraded appearance | graffiti. | [6 empty] | 1
SU - Substation Site (Padmount) | Sub (padmount) - repair | Defects | A235 | Cubicle degraded appearance - paint deterioration. | B318 | Cubicle | degraded appearance | paint deterioration. | [6 empty] | 1
SU - Substation Site (Padmount) | Sub (padmount) - repair | Defects | A235 | Cubicle door broken / damaged - corrosion of panels/frame. | B325 | Cubicle door | broken / damaged | corrosion of panels/frame. | [6 empty] | 1
SU - Substation Site (Padmount) | Sub (padmount) - repair | Defects | A235 | Cubicle door broken / damaged - corrosion of rivets. | B326 | Cubicle door | broken / damaged | corrosion of rivets. | [6 empty] | 1
SU - Substation Site (Padmount) | Sub (padmount) - repair | Defects | A235 | Cubicle door broken / damaged - fibreglass degradation. | B327 | Cubicle door | broken / damaged | fibreglass degradation. | [6 empty] | 1
SU - Substation Site (Padmount) | Sub (padmount) - repair | Defects | A235 | Cubicle door broken / damaged - third party impact. | B324 | Cubicle door | broken / damaged | third party impact. | [6 empty] | 1
SU - Substation Site (Padmount) | Sub (padmount) - repair | Defects | A235 | Cubicle door degraded appearance - graffiti. | B330 | Cubicle door | degraded appearance | graffiti. | [6 empty] | 1
SU - Substation Site (Padmount) | Sub (padmount) - repair | Defects | A235 | Cubicle door misaligned - ground movement. | B329 | Cubicle door | misaligned | ground movement. | [6 empty] | 1
SU - Substation Site (Padmount) | Sub (padmount) - repair | Defects | A235 | Cubicle door misaligned - obstruction / maloperation. | B328 | Cubicle door | misaligned | obstruction / maloperation. | [6 empty] | 1
SU - Substation Site (Padmount) | Sub (padmount) - repair | Defects | A235 | Cubicle hold down bolts loose - plinth damaged. | B320 | Cubicle | hold down bolts loose | plinth damaged. | [6 empty] | 1
SU - Substation Site (Padmount) | Sub (padmount) - repair | Defects | A235 | Cubicle leaking - deteriorated roof. | B310 | Cubicle | leaking | deteriorated roof. | [6 empty] | 1
SU - Substation Site (Padmount) | Sub (padmount) - repair | Defects | A235 | Cubicle vermin infestation - vermin barriers damaged or not installed. | B317 | Cubicle | vermin infestation | vermin barriers damaged or not installed. | [6 empty] | 1
SU - Substation Site (Padmount) | Sub (padmount) - repair | Defects | A235 | Substation HV leads / connections broken / damaged - corrosion. | C358 | Substation HV leads / connections | broken / damaged | corrosion. | [6 empty] | 3
SU - Substation Site (Padmount) | Sub (padmount) - repair | Defects | A235 | Substation HV leads / connections broken / damaged - insulation degradation. | C354 | Substation HV leads / connections | broken / damaged | insulation degradation. | [6 empty] | 3
SU - Substation Site (Padmount) | Sub (padmount) - repair | Defects | A235 | Substation HV leads / connections broken / damaged - loose connection. | C355 | Substation HV leads / connections | broken / damaged | loose connection. | [6 empty] | 3
SU - Substation Site (Padmount) | Sub (padmount) - repair | Defects | A235 | Substation HV leads / connections broken / damaged - overheated. | C356 | Substation HV leads / connections | broken / damaged | overheated. | [6 empty] | 3
SU - Substation Site (Padmount) | Sub (padmount) - repair | Defects | A235 | Substation HV leads / connections broken / damaged - wildlife. | C357 | Substation HV leads / connections | broken / damaged | wildlife. | [6 empty] | 3
SU - Substation Site (Padmount) | Sub (padmount) - repair | Defects | A235 | Substation LV leads / connections broken / damaged - corrosion. | C365 | Substation LV leads / connections | broken / damaged | corrosion. | [6 empty] | 3
SU - Substation Site (Padmount) | Sub (padmount) - repair | Defects | A235 | Substation LV leads / connections broken / damaged - insulation degradation. | C361 | Substation LV leads / connections | broken / damaged | insulation degradation. | [6 empty] | 3
SU - Substation Site (Padmount) | Sub (padmount) - repair | Defects | A235 | Substation LV leads / connections broken / damaged - loose connection. | C362 | Substation LV leads / connections | broken / damaged | loose connection. | [6 empty] | 3
SU - Substation Site (Padmount) | Sub (padmount) - repair | Defects | A235 | Substation LV leads / connections broken / damaged - overheated. | C363 | Substation LV leads / connections | broken / damaged | overheated. | [6 empty] | 3
SU - Substation Site (Padmount) | Sub (padmount) - repair | Defects | A235 | Substation LV leads / connections broken / damaged - wildlife. | C364 | Substation LV leads / connections | broken / damaged | wildlife. | [6 empty] | 3
SU - Substation Site (Padmount) | Sub (padmount) - repair | Defects | A235 | Substation bollards damaged / missing - third party impact. | B400 | Substation bollards | damaged / missing | third party impact. | [6 empty] | 2
SU - Substation Site (Padmount) | Sub (padmount) - repair | Defects | A235 | Substation door degraded appearance - graffiti. | B413 | Substation | degraded appearance | graffiti. | [6 empty] | 3
SU - Substation Site (Padmount) | Sub (padmount) - repair | Defects | A235 | Substation fill required - footing exposed or eroded. | B399 | Substation | fill required | footing exposed or eroded. | [6 empty] | 1
SU - Substation Site (Padmount) | Sub (padmount) - repair | Defects | A235 | Substation lighting inoperable - component failure. | B424 | Substation lighting | inoperable | component failure. | [6 empty] | 3
SU - Substation Site (Padmount) | Sub (padmount) - repair | Defects | A235 | Substation plinth / culvert broken / damaged - corrosion / deterioration. | B425 | Substation plinth / culvert | broken / damaged | corrosion / deterioration. | [6 empty] | 3
SU - Substation Site (Padmount) | Sub (padmount) - repair | Defects | A235 | Substation plinth / culvert fills with water - altered ground level. | B428 | Substation plinth / culvert | fills with water | altered ground level. | [6 empty] | 3
SU - Substation Site (Padmount) | Sub (padmount) - repair | Defects | A235 | Substation plinth / culvert fills with water - cable penetration not sealed. | B429 | Substation plinth / culvert | fills with water | cable penetration not sealed. | [6 empty] | 3
SU - Substation Site (Padmount) | Sub (padmount) - repair | Defects | A235 | Substation plinth / culvert fills with water - localised flooding. | B427 | Substation plinth / culvert | fills with water | localised flooding. | [6 empty] | 3
SU - Substation Site (Padmount) | Sub (padmount) - repair | Defects | A235 | Substation plinth / culvert subsided - altered ground level. | B426 | Substation plinth / culvert | subsided | altered ground level. | [6 empty] | 3
SU - Substation Site (Padmount) | Sub (padmount) - repair | Defects | A235 | Substation safety barriers broken / damaged - deterioration. | B430 | Substation safety barriers | broken / damaged | deterioration. | [6 empty] | 2
SU - Substation Site (Padmount) | Sub (padmount) - repair | Defects | A235 | Substation safety barriers missing - not reinstated / not installed. | B431 | Substation safety barriers | missing | not reinstated / not installed. | [6 empty] | 2
SU - Substation Site (Padmount) | Sub (padmount) - repair | Defects | A235 | Substation ventilation panel broken / damaged - corrosion. | B283 | Substation ventilation panel | broken / damaged | corrosion. | [6 empty] | 2
SU - Substation Site (Padmount) | Sub (padmount) - repair | Defects | A235 | Substation ventilation panel broken / damaged - vandalism. | B282 | Substation ventilation panel | broken / damaged | vandalism. | [6 empty] | 2
SU - Substation Site (Padmount) | Sub (padmount) - repair | Defects | A235 | Substation ventilation panel inoperable - obstructed / dirty. | B284 | Substation ventilation panel | inoperable | obstructed / dirty. | [6 empty] | 2
SU - Substation Site (Padmount) | Sub (padmount) - repair | Defects | A235 | zOther cause (unknown / unlisted) - add note. | C000 | zOther | cause (unknown / unlisted) | add note. | [6 empty] | 174
SU - Substation Site (Padmount) | Sub (padmount) - replace | Defects | A236 | Bund / trench damaged / leaking - corrosion / deterioration. | B402 | Bund / trench | damaged / leaking | corrosion / deterioration. | [6 empty] | 6
SU - Substation Site (Padmount) | Sub (padmount) - replace | Defects | A236 | Cubicle broken / damaged - corrosion / deterioration. | B312 | Cubicle | broken / damaged | corrosion / deterioration. | [6 empty] | 2
SU - Substation Site (Padmount) | Sub (padmount) - replace | Defects | A236 | Cubicle broken / damaged - fibreglass degradation. | B315 | Cubicle | broken / damaged | fibreglass degradation. | [6 empty] | 2
SU - Substation Site (Padmount) | Sub (padmount) - replace | Defects | A236 | Cubicle broken / damaged - fire damage - asset related. | B316 | Cubicle | broken / damaged | fire damage (asset related). | [6 empty] | 1
SU - Substation Site (Padmount) | Sub (padmount) - replace | Defects | A236 | Cubicle broken / damaged - vehicle impact. | B314 | Cubicle | broken / damaged | vehicle impact. | [6 empty] | 1
SU - Substation Site (Padmount) | Sub (padmount) - replace | Defects | A236 | Substation plinth / culvert broken / damaged - corrosion / deterioration. | B425 | Substation plinth / culvert | broken / damaged | corrosion / deterioration. | [6 empty] | 4
SU - Substation Site (Padmount) | Sub (padmount) - replace | Defects | A236 | Substation refurbishment reqd - asset condition. | B396 | Substation | refurbishment reqd | asset condition. | [6 empty] | 2
SU - Substation Site (Padmount) | Sub (padmount) - replace | Defects | A236 | Switchgear end of life - previous design standard | [10 empty] | 1
SU - Substation Site (Padmount) | Sub (padmount) - replace | Defects | A236 | Transformer off load tap changer voltage out of range - tap limits exceeded. | B469 | Transformer off load tap changer | voltage out of range | tap limits exceeded. | [6 empty] | 1
SU - Substation Site (Padmount) | Sub (padmount) - replace | Defects | A236 | zOther cause (unknown / unlisted) - add note. | C000 | zOther | cause (unknown / unlisted) | add note. | [6 empty] | 175
SU - Substation Site (Padmount) | Sub (padmount) arrestor - remove | Defects | A320 | HV lightning arrestor relocation reqd - installed in cubicle. | B867 | HV lightning arrestor | relocation reqd | installed in cubicle. | [6 empty] | 1
SU - Substation Site (Padmount) | Sub (padmount) arrestor - remove | Defects | A320 | zOther cause (unknown / unlisted) - add note. | C000 | zOther | cause (unknown / unlisted) | add note. | [6 empty] | 176
SU - Substation Site (Pole Mounted) | Sub (pole mounted) - rectify clearances | Defects | A240 | Substation insufficient clearance - unauthorised construction. | B388 | Substation | insufficient clearance | unauthorised construction. | [6 empty] | 3
SU - Substation Site (Pole Mounted) | Sub (pole mounted) - rectify clearances | Defects | A240 | zOther cause (unknown / unlisted) - add note. | C000 | zOther | cause (unknown / unlisted) | add note. | [6 empty] | 177
SU - Substation Site (Pole Mounted) | Sub (pole mounted) - remove foreign objects | Defects | A311 | Substation (pole mounted) foreign objects attached - weather / vandalism etc. | B811 | Substation (pole mounted) | foreign objects attached | weather / fauna / vandalism etc. | [6 empty] | 1
SU - Substation Site (Pole Mounted) | Sub (pole mounted) - remove foreign objects | Defects | A311 | zOther cause (unknown / unlisted) - add note. | C000 | zOther | cause (unknown / unlisted) | add note. | [6 empty] | 178
SU - Substation Site (Pole Mounted) | Sub (pole mounted) - repair | Defects | A243 | Substation HV leads / connections broken / damaged - corrosion. | C358 | Substation HV leads / connections | broken / damaged | corrosion. | [6 empty] | 4
SU - Substation Site (Pole Mounted) | Sub (pole mounted) - repair | Defects | A243 | Substation HV leads / connections broken / damaged - insulation degradation. | C354 | Substation HV leads / connections | broken / damaged | insulation degradation. | [6 empty] | 4
SU - Substation Site (Pole Mounted) | Sub (pole mounted) - repair | Defects | A243 | Substation HV leads / connections broken / damaged - loose connection. | C355 | Substation HV leads / connections | broken / damaged | loose connection. | [6 empty] | 4
SU - Substation Site (Pole Mounted) | Sub (pole mounted) - repair | Defects | A243 | Substation HV leads / connections broken / damaged - overheated. | C356 | Substation HV leads / connections | broken / damaged | overheated. | [6 empty] | 4
SU - Substation Site (Pole Mounted) | Sub (pole mounted) - repair | Defects | A243 | Substation HV leads / connections broken / damaged - wildlife. | C357 | Substation HV leads / connections | broken / damaged | wildlife. | [6 empty] | 4
SU - Substation Site (Pole Mounted) | Sub (pole mounted) - repair | Defects | A243 | Substation HV leads / connections inadequate clearances - cables too long. | C359 | Substation HV leads / connections | inadequate clearances | cables too long. | [6 empty] | 3
SU - Substation Site (Pole Mounted) | Sub (pole mounted) - repair | Defects | A243 | Substation HV leads / connections inadequate clearances - insufficient insulators. | C360 | Substation HV leads / connections | inadequate clearances | insufficient insulators. | [6 empty] | 3
SU - Substation Site (Pole Mounted) | Sub (pole mounted) - repair | Defects | A243 | Substation LV leads / connections broken / damaged - corrosion. | C365 | Substation LV leads / connections | broken / damaged | corrosion. | [6 empty] | 4
SU - Substation Site (Pole Mounted) | Sub (pole mounted) - repair | Defects | A243 | Substation LV leads / connections broken / damaged - insulation degradation. | C361 | Substation LV leads / connections | broken / damaged | insulation degradation. | [6 empty] | 4
SU - Substation Site (Pole Mounted) | Sub (pole mounted) - repair | Defects | A243 | Substation LV leads / connections broken / damaged - loose connection. | C362 | Substation LV leads / connections | broken / damaged | loose connection. | [6 empty] | 4
SU - Substation Site (Pole Mounted) | Sub (pole mounted) - repair | Defects | A243 | Substation LV leads / connections broken / damaged - overheated. | C363 | Substation LV leads / connections | broken / damaged | overheated. | [6 empty] | 4
SU - Substation Site (Pole Mounted) | Sub (pole mounted) - repair | Defects | A243 | Substation LV leads / connections broken / damaged - wildlife. | C364 | Substation LV leads / connections | broken / damaged | wildlife. | [6 empty] | 4
SU - Substation Site (Pole Mounted) | Sub (pole mounted) - repair | Defects | A243 | Substation door degraded appearance - graffiti. | B413 | Substation | degraded appearance | graffiti. | [6 empty] | 4
SU - Substation Site (Pole Mounted) | Sub (pole mounted) - repair | Defects | A243 | Substation fill required - footing exposed or eroded. | B399 | Substation | fill required | footing exposed or eroded. | [6 empty] | 2
SU - Substation Site (Pole Mounted) | Sub (pole mounted) - repair | Defects | A243 | Transformer mounting loose - timber degradation. | B270 | Transformer mounting | loose | timber degradation. | [6 empty] | 2
SU - Substation Site (Pole Mounted) | Sub (pole mounted) - repair | Defects | A243 | Transformer mounting misaligned - support bracket deteriorated. | B271 | Transformer mounting | misaligned | support bracket deteriorated. | [6 empty] | 2
SU - Substation Site (Pole Mounted) | Sub (pole mounted) - repair | Defects | A243 | Transformer mounting unstable - inadequate bracing. | B272 | Transformer mounting | unstable | inadequate bracing. | [6 empty] | 2
SU - Substation Site (Pole Mounted) | Sub (pole mounted) - repair | Defects | A243 | Transformer mounting unstable - timber degradation. | B273 | Transformer mounting | unstable | timber degradation. | [6 empty] | 2
SU - Substation Site (Pole Mounted) | Sub (pole mounted) - repair | Defects | A243 | Transformer mounting weakened - corrosion of bolts / mounting hardware. | B274 | Transformer mounting | weakened | corrosion of bolts / mounting hardware. | [6 empty] | 2
SU - Substation Site (Pole Mounted) | Sub (pole mounted) - repair | Defects | A243 | zOther cause (unknown / unlisted) - add note. | C000 | zOther | cause (unknown / unlisted) | add note. | [6 empty] | 179
Substation | Substation - Clean and Paint | Defects | SCAP | Cubicle Damaged | [10 empty] | 1
Substation | Substation - Fill Required | Defects | SFRQ | Cubicle Subsidence | [10 empty] | 1
Substation | Substation - Further Inspection Required | Defects | SFIR | Control Equipment Faulty | [10 empty] | 2
Substation | Substation - Further Inspection Required | Defects | SFIR | Tank Faulty | [10 empty] | 8
Substation | Substation - Further Inspection Required | Defects | SFIR | Tank Leaking | [10 empty] | 5
Substation | Substation - Further Inspection Required | Defects | SFIR | Tank Rusty | [10 empty] | 5
Substation | Substation - Install Surge Diverter | Defects | SISD | Surge Diverter Required | [10 empty] | 2
Substation | Substation - Maintain Switch Gear | Defects | SMSG | Other - Add Note | [10 empty] | 49
Substation | Substation - Maintenance Required | Defects | SMRQ | Other - Add Note | [10 empty] | 50
Substation | Substation - Programmed Refurbishment | Defects | SPGR | Networks Capital Project | [10 empty] | 8
Substation | Substation - Quality of Supply Investigation | Defects | SQSI | Capacity Exceeded | [10 empty] | 1
Substation | Substation - Quality of Supply Investigation | Defects | SQSI | Voltage Low/High | [10 empty] | 1
Substation | Substation - Repair Cubicle | Defects | SPCE | Cubicle Damaged | [10 empty] | 2
Substation | Substation - Repair Fixing | Defects | SPFG | Cubicle Damaged | [10 empty] | 3
Substation | Substation - Replace Breather | Defects | SRBR | Substation Equipment Faulty | [10 empty] | 1
Substation | Substation - Replace Cover | Defects | SRCV | Cubicle Damaged | [10 empty] | 4
Substation | Substation - Replace CT | Defects | SRCT | Substation Equipment Faulty | [10 empty] | 2
Substation | Substation - Replace Cubicle | Defects | SRCE | Cubicle Damaged | [10 empty] | 5
Substation | Substation - Replace HV Arrestor | Defects | SRHA | Surge Diverter Faulty | [10 empty] | 3
Substation | Substation - Replace HV Connections | Defects | SRHC | Connection Faulty | [10 empty] | 7
Substation | Substation - Replace HV Fuse Unit | Defects | SRHF | Fuses Faulty | [10 empty] | 8
Substation | Substation - Replace HV Link Unit | Defects | SRHL | Links Faulty | [10 empty] | 6
Substation | Substation - Replace HV Wiring | Defects | SRHW | Wiring Defective | [10 empty] | 12
Substation | Substation - Replace Live Line Clamps | Defects | SRLL | Substation Equipment Faulty | [10 empty] | 3
Substation | Substation - Replace Locks | Defects | SRLK | Cubicle Damaged | [10 empty] | 6
Substation | Substation - Replace LV Arrestor | Defects | SRLA | Surge Diverter Faulty | [10 empty] | 4
Substation | Substation - Replace LV Connections | Defects | SRLC | Connection Faulty | [10 empty] | 8
Substation | Substation - Replace LV Fuse Unit | Defects | SRLF | Fuses Faulty | [10 empty] | 9
Substation | Substation - Replace LV Link Unit | Defects | SRLG | Links Faulty | [10 empty] | 7
Substation | Substation - Replace LV Wiring | Defects | SRLW | Wiring Defective | [10 empty] | 13
Substation | Substation - Replace MDI | Defects | SRMD | Substation Equipment Faulty | [10 empty] | 4
Substation | Substation - Replace Shrouds | Defects | SRSH | Substation Equipment Faulty | [10 empty] | 5
Substation | Substation - Replace Tank | Defects | SRTK | Tank Faulty | [10 empty] | 9
Substation | Substation - Replace Tank | Defects | SRTK | Tank Leaking | [10 empty] | 6
Substation | Substation - Replace Tank | Defects | SRTK | Tank Rusty | [10 empty] | 6
Substation | Substation - Replace Tank | Defects | SRTK | Tank Storm Damage | [10 empty] | 3
Substation | Substation - Securely bolt HV access door | Defects | SSHV | Exposed high voltage behind access door - Inadequate clearance | [10 empty] | 2
Substation | Substation - Tap Change Required | Defects | STCR | Voltage Low/High | [10 empty] | 2
Substation | Substation - Voltage/LoadOut of Balance | Defects | SVOB | Voltage Low/High | [10 empty] | 3
SU - Switchgear (Oil Insulated) | Switchgear (oil insulated) - repair | Defects | A248 | Cable support broken / damaged - corrosion. | C401 | Cable support | broken / damaged | corrosion. | [6 empty] | 1
SU - Switchgear (Oil Insulated) | Switchgear (oil insulated) - repair | Defects | A248 | Cable support inadequate - loose clamp. | C403 | Cable support | inadequate | loose clamp. | [6 empty] | 1
SU - Switchgear (Oil Insulated) | Switchgear (oil insulated) - repair | Defects | A248 | Cable support missing - not installed. | C402 | Cable support | missing | not installed. | [6 empty] | 1
SU - Switchgear (Oil Insulated) | Switchgear (oil insulated) - repair | Defects | A248 | Link assembly access to live equipment - missing dust covers. | C006 | Link assembly | access to live equipment | missing dust covers. | [6 empty] | 1
SU - Switchgear (Oil Insulated) | Switchgear (oil insulated) - repair | Defects | A248 | Switchgear bushing broken / damaged - flashover / fault current. | C051 | Switchgear bushing | broken / damaged | flashover / fault current. | [6 empty] | 1
SU - Switchgear (Oil Insulated) | Switchgear (oil insulated) - repair | Defects | A248 | Switchgear bushing broken / damaged - third party impact. | C050 | Switchgear bushing | broken / damaged | third party impact. | [6 empty] | 1
SU - Switchgear (Oil Insulated) | Switchgear (oil insulated) - repair | Defects | A248 | Switchgear cable compartment broken / damaged - cable termination failure. | C235 | Switchgear cable compartment | broken / damaged | cable termination failure. | [6 empty] | 1
SU - Switchgear (Oil Insulated) | Switchgear (oil insulated) - repair | Defects | A248 | Switchgear cable compartment broken / damaged - corrosion. | C236 | Switchgear cable compartment | broken / damaged | corrosion. | [6 empty] | 1
SU - Switchgear (Oil Insulated) | Switchgear (oil insulated) - repair | Defects | A248 | Switchgear cable compartment loss of insulation - insects/vermin. | C237 | Switchgear cable compartment | loss of insulation | insects/vermin. | [6 empty] | 1
SU - Switchgear (Oil Insulated) | Switchgear (oil insulated) - repair | Defects | A248 | Switchgear cable compartment loss of insulation - leaking gland / gasket. | C238 | Switchgear cable compartment | loss of insulation | leaking gland / gasket. | [6 empty] | 1
SU - Switchgear (Oil Insulated) | Switchgear (oil insulated) - repair | Defects | A248 | Switchgear frame broken / damaged - corrosion. | C670 | Switchgear frame | broken / damaged | corrosion. | [6 empty] | 1
SU - Switchgear (Oil Insulated) | Switchgear (oil insulated) - repair | Defects | A248 | Switchgear frame broken / damaged - third party impact. | C667 | Switchgear frame | broken / damaged | third party impact. | [6 empty] | 1
SU - Switchgear (Oil Insulated) | Switchgear (oil insulated) - repair | Defects | A248 | Switchgear frame broken / damaged - vibration. | C669 | Switchgear frame | broken / damaged | vibration. | [6 empty] | 1
SU - Switchgear (Oil Insulated) | Switchgear (oil insulated) - repair | Defects | A248 | Switchgear HV transformer fuse fails to operate 3 phases concurrently - fuse installed incorrectly. | B551 | Switchgear HV transformer fuse | fails to operate 3 phases concurrently | fuse installed incorrectly. | [6 empty] | 1
SU - Switchgear (Oil Insulated) | Switchgear (oil insulated) - repair | Defects | A248 | Switchgear HV transformer fuse fails to operate 3 phases concurrently - mechanical interphase link damaged. | B550 | Switchgear HV transformer fuse | fails to operate 3 phases concurrently | mechanical interphase link damaged. | [6 empty] | 1
SU - Switchgear (Oil Insulated) | Switchgear (oil insulated) - repair | Defects | A248 | Switchgear HV transformer fuse loss of supply - incorrect fuse rating. | B548 | Switchgear HV transformer fuse | loss of supply | incorrect fuse rating. | [6 empty] | 1
SU - Switchgear (Oil Insulated) | Switchgear (oil insulated) - repair | Defects | A248 | Switchgear HV transformer fuse unable to raise carrier - stirrup clips not correctly positioned. | B549 | Switchgear HV transformer fuse | unable to raise carrier | stirrup clips not correctly positioned. | [6 empty] | 1
SU - Switchgear (Oil Insulated) | Switchgear (oil insulated) - repair | Defects | A248 | Switchgear interlock mechanism broken / damaged - incorrect operation. | B563 | Switchgear interlock mechanism | broken / damaged | incorrect operation. | [6 empty] | 1
SU - Switchgear (Oil Insulated) | Switchgear (oil insulated) - repair | Defects | A248 | Switchgear interlock mechanism broken / damaged - loss of lubrication. | B564 | Switchgear interlock mechanism | broken / damaged | loss of lubrication. | [6 empty] | 1
SU - Switchgear (Oil Insulated) | Switchgear (oil insulated) - repair | Defects | A248 | Switchgear interlock mechanism broken / damaged - misaligned. | B565 | Switchgear interlock mechanism | broken / damaged | misaligned. | [6 empty] | 1
SU - Switchgear (Oil Insulated) | Switchgear (oil insulated) - repair | Defects | A248 | Switchgear oil contaminated - defective seal. | C114 | Switchgear oil | contaminated | defective seal. | [6 empty] | 1
SU - Switchgear (Oil Insulated) | Switchgear (oil insulated) - repair | Defects | A248 | Switchgear oil contaminated - switching/arcing. | C115 | Switchgear oil | contaminated | switching/arcing. | [6 empty] | 1
SU - Switchgear (Oil Insulated) | Switchgear (oil insulated) - repair | Defects | A248 | Switchgear oil tank leaking - deteriorated seal. | C116 | Switchgear oil tank | leaking | deteriorated seal. | [6 empty] | 1
SU - Switchgear (Oil Insulated) | Switchgear (oil insulated) - repair | Defects | A248 | Switchgear oil tank leaking - third party impact. | C117 | Switchgear oil tank | leaking | third party impact. | [6 empty] | 1
SU - Switchgear (Oil Insulated) | Switchgear (oil insulated) - repair | Defects | A248 | Switchgear operating handle missing - unknown. | C119 | Switchgear operating handle | missing | unknown. | [6 empty] | 1
SU - Switchgear (Oil Insulated) | Switchgear (oil insulated) - repair | Defects | A248 | Switchgear status panel illegible - deterioration. | C666 | Switchgear status panel | illegible | deterioration. | [6 empty] | 1
SU - Switchgear (Oil Insulated) | Switchgear (oil insulated) - repair | Defects | A248 | Switchgear status panel misaligned - out of calibration. | C665 | Switchgear status panel | misaligned | out of calibration. | [6 empty] | 1
SU - Switchgear (Oil Insulated) | Switchgear (oil insulated) - repair | Defects | A248 | zOther cause (unknown / unlisted) - add note. | C000 | zOther | cause (unknown / unlisted) | add note. | [6 empty] | 180
SU - Switchgear (Oil Insulated) | Switchgear (oil insulated) - replace | Defects | A249 | Switchgear bushing broken / damaged - flashover / fault current. | C051 | Switchgear bushing | broken / damaged | flashover / fault current. | [6 empty] | 2
SU - Switchgear (Oil Insulated) | Switchgear (oil insulated) - replace | Defects | A249 | Switchgear bushing broken / damaged - third party impact. | C050 | Switchgear bushing | broken / damaged | third party impact. | [6 empty] | 2
SU - Switchgear (Oil Insulated) | Switchgear (oil insulated) - replace | Defects | A249 | Switchgear cable compartment broken / damaged - cable termination failure. | C235 | Switchgear cable compartment | broken / damaged | cable termination failure. | [6 empty] | 2
SU - Switchgear (Oil Insulated) | Switchgear (oil insulated) - replace | Defects | A249 | Switchgear cable compartment broken / damaged - corrosion. | C236 | Switchgear cable compartment | broken / damaged | corrosion. | [6 empty] | 2
SU - Switchgear (Oil Insulated) | Switchgear (oil insulated) - replace | Defects | A249 | Switchgear frame broken / damaged - corrosion. | C670 | Switchgear frame | broken / damaged | corrosion. | [6 empty] | 2
SU - Switchgear (Oil Insulated) | Switchgear (oil insulated) - replace | Defects | A249 | Switchgear frame broken / damaged - third party impact. | C667 | Switchgear frame | broken / damaged | third party impact. | [6 empty] | 2
SU - Switchgear (Oil Insulated) | Switchgear (oil insulated) - replace | Defects | A249 | Switchgear frame broken / damaged - vibration. | C669 | Switchgear frame | broken / damaged | vibration. | [6 empty] | 2
SU - Switchgear (Oil Insulated) | Switchgear (oil insulated) - replace | Defects | A249 | Switchgear HV transformer fuse fails to operate 3 phases concurrently - mechanical interphase link damaged. | B550 | Switchgear HV transformer fuse | fails to operate 3 phases concurrently | mechanical interphase link damaged. | [6 empty] | 2
SU - Switchgear (Oil Insulated) | Switchgear (oil insulated) - replace | Defects | A249 | Switchgear interlock mechanism broken / damaged - incorrect operation. | B563 | Switchgear interlock mechanism | broken / damaged | incorrect operation. | [6 empty] | 2
SU - Switchgear (Oil Insulated) | Switchgear (oil insulated) - replace | Defects | A249 | Switchgear interlock mechanism broken / damaged - misaligned. | B565 | Switchgear interlock mechanism | broken / damaged | misaligned. | [6 empty] | 2
SU - Switchgear (Oil Insulated) | Switchgear (oil insulated) - replace | Defects | A249 | Switchgear oil contaminated - defective seal. | C114 | Switchgear oil | contaminated | defective seal. | [6 empty] | 2
SU - Switchgear (Oil Insulated) | Switchgear (oil insulated) - replace | Defects | A249 | Switchgear oil contaminated - switching/arcing. | C115 | Switchgear oil | contaminated | switching/arcing. | [6 empty] | 2
SU - Switchgear (Oil Insulated) | Switchgear (oil insulated) - replace | Defects | A249 | Switchgear oil tank leaking - deteriorated seal. | C116 | Switchgear oil tank | leaking | deteriorated seal. | [6 empty] | 2
SU - Switchgear (Oil Insulated) | Switchgear (oil insulated) - replace | Defects | A249 | Switchgear oil tank leaking - third party impact. | C117 | Switchgear oil tank | leaking | third party impact. | [6 empty] | 2
SU - Switchgear (Oil Insulated) | Switchgear (oil insulated) - replace | Defects | A249 | Switchgear operating mechanism fails to operate - seized / internal failure. | C122 | Switchgear operating mechanism | fails to operate | seized / internal failure. | [6 empty] | 1
SU - Switchgear (Oil Insulated) | Switchgear (oil insulated) - replace | Defects | A249 | Switchgear status panel illegible - deterioration. | C666 | Switchgear status panel | illegible | deterioration. | [6 empty] | 2
SU - Switchgear (Oil Insulated) | Switchgear (oil insulated) - replace | Defects | A249 | Switchgear status panel misaligned - out of calibration. | C665 | Switchgear status panel | misaligned | out of calibration. | [6 empty] | 2
SU - Switchgear (Oil Insulated) | Switchgear (oil insulated) - replace | Defects | A249 | zOther cause (unknown / unlisted) - add note. | C000 | zOther | cause (unknown / unlisted) | add note. | [6 empty] | 181
SU - Switchgear (Oil Insulated) | Switchgear (oil insulated) - replace | Defects | A249 | Switchgear end of life - previous design standard | [10 empty] | 2
SU - Switchgear (Oil Insulated) | Switchgear (oil insulated) - replace oil | Defects | A250 | Switchgear oil contaminated - defective seal. | C114 | Switchgear oil | contaminated | defective seal. | [6 empty] | 3
SU - Switchgear (Oil Insulated) | Switchgear (oil insulated) - replace oil | Defects | A250 | Switchgear oil contaminated - switching/arcing. | C115 | Switchgear oil | contaminated | switching/arcing. | [6 empty] | 3
SU - Switchgear (Oil Insulated) | Switchgear (oil insulated) - replace oil | Defects | A250 | Switchgear oil tank leaking - deteriorated seal. | C116 | Switchgear oil tank | leaking | deteriorated seal. | [6 empty] | 3
SU - Switchgear (Oil Insulated) | Switchgear (oil insulated) - replace oil | Defects | A250 | Switchgear oil tank leaking - third party impact. | C117 | Switchgear oil tank | leaking | third party impact. | [6 empty] | 3
SU - Switchgear (Oil Insulated) | Switchgear (oil insulated) - replace oil | Defects | A250 | zOther cause (unknown / unlisted) - add note. | C000 | zOther | cause (unknown / unlisted) | add note. | [6 empty] | 182
SU - Switchgear (Oil Insulated) | Switchgear (oil) - further inspection reqd | Defects | A324 | Switchgear further inspection required - add note. | B872 | Switchgear | further inspection required | add note. | [6 empty] | 1
SU - Switchgear (Resin Insulated) | Switchgear (resin) - further inspection reqd | Defects | A325 | Switchgear further inspection required - add note. | B872 | Switchgear | further inspection required | add note. | [6 empty] | 2
SU - Switchgear (Resin Insulated) | Switchgear (resin) - refurbishment | Defects | SGRR | zOther cause (unknown / unlisted) - add note. | C000 | zOther | cause (unknown / unlisted) | add note. | [6 empty] | 183
SU - Switchgear (Resin Insulated) | Switchgear (resin) - refurbishment | Defects | SGRR | HV Switchgear-Programmed Refurbishment- Corrosion | [10 empty] | 1
SU - Switchgear (Resin Insulated) | Switchgear (resin) - refurbishment | Defects | SGRR | HV Switchgear-Programmed Refurbishment- Deteriorated | [10 empty] | 1
SU - Switchgear (Resin Insulated) | Switchgear (resin) - refurbishment | Defects | SGRR | HV Switchgear-Programmed Refurbishment- High PD Activity | [10 empty] | 1
SU - Switchgear (Resin Insulated) | Switchgear (resin) - refurbishment | Defects | SGRR | HV Switchgear-Programmed Refurbishment- High Thermal Activity | [10 empty] | 1
SU - Switchgear (Resin Insulated) | Switchgear (resin) - repair | Defects | A252 | Cable support broken / damaged - corrosion. | C401 | Cable support | broken / damaged | corrosion. | [6 empty] | 2
SU - Switchgear (Resin Insulated) | Switchgear (resin) - repair | Defects | A252 | Cable support inadequate - loose clamp. | C403 | Cable support | inadequate | loose clamp. | [6 empty] | 2
SU - Switchgear (Resin Insulated) | Switchgear (resin) - repair | Defects | A252 | Cable support missing - not installed. | C402 | Cable support | missing | not installed. | [6 empty] | 2
SU - Switchgear (Resin Insulated) | Switchgear (resin) - repair | Defects | A252 | Earth striker pin misaligned - loose. | B358 | Earth striker pin | misaligned | loose. | [6 empty] | 1
SU - Switchgear (Resin Insulated) | Switchgear (resin) - repair | Defects | A252 | Epoxy moulding insulation degradation - flashover / fault current. | B484 | Epoxy moulding | insulation degradation | flashover / fault current. | [6 empty] | 1
SU - Switchgear (Resin Insulated) | Switchgear (resin) - repair | Defects | A252 | Epoxy moulding tracking - damaged shroud. | B480 | Epoxy moulding | tracking | damaged shroud. | [6 empty] | 1
SU - Switchgear (Resin Insulated) | Switchgear (resin) - repair | Defects | A252 | Epoxy moulding tracking - missing switch unit dust covers. | B481 | Epoxy moulding | tracking | missing switch unit dust covers. | [6 empty] | 1
SU - Switchgear (Resin Insulated) | Switchgear (resin) - repair | Defects | A252 | Epoxy moulding tracking - surface contamination. | B482 | Epoxy moulding | tracking | surface contamination. | [6 empty] | 1
SU - Switchgear (Resin Insulated) | Switchgear (resin) - repair | Defects | A252 | Epoxy moulding tracking - vermin / insects. | B483 | Epoxy moulding | tracking | vermin / insects. | [6 empty] | 1
SU - Switchgear (Resin Insulated) | Switchgear (resin) - repair | Defects | A252 | Fuse interlock nylon cam damaged - deterioration. | B498 | Fuse interlock | nylon cam damaged | deterioration. | [6 empty] | 1
SU - Switchgear (Resin Insulated) | Switchgear (resin) - repair | Defects | A252 | HV transformer fuse assembly cap damaged / broken - deterioration. | B553 | HV transformer fuse assembly | cap damaged / broken | deterioration. | [6 empty] | 1
SU - Switchgear (Resin Insulated) | Switchgear (resin) - repair | Defects | A252 | HV transformer fuse assembly cap damaged / broken - mechanical damage. | B552 | HV transformer fuse assembly | cap damaged / broken | mechanical damage. | [6 empty] | 1
SU - Switchgear (Resin Insulated) | Switchgear (resin) - repair | Defects | A252 | HV transformer fuse assembly fails to operate 3 phases concurrently - fuse installed incorrectly. | B555 | HV transformer fuse assembly | fails to operate 3 phases concurrently | fuse installed incorrectly. | [6 empty] | 1
SU - Switchgear (Resin Insulated) | Switchgear (resin) - repair | Defects | A252 | HV transformer fuse assembly fails to operate 3 phases concurrently - mechanical interphase link damaged. | B554 | HV transformer fuse assembly | fails to operate 3 phases concurrently | mechanical interphase link damaged. | [6 empty] | 1
SU - Switchgear (Resin Insulated) | Switchgear (resin) - repair | Defects | A252 | Link cap broken / damaged - deterioration. | C008 | Link cap | broken / damaged | deterioration. | [6 empty] | 1
SU - Switchgear (Resin Insulated) | Switchgear (resin) - repair | Defects | A252 | Link cap broken / damaged - mechanical damage. | C007 | Link cap | broken / damaged | mechanical damage. | [6 empty] | 1
SU - Switchgear (Resin Insulated) | Switchgear (resin) - repair | Defects | A252 | Link cap not locked in - defective spring. | C009 | Link cap | not locked in | defective spring. | [6 empty] | 1
SU - Switchgear (Resin Insulated) | Switchgear (resin) - repair | Defects | A252 | Link contacts broken / damaged - corrosion. | C011 | Link contacts | broken / damaged | corrosion. | [6 empty] | 1
SU - Switchgear (Resin Insulated) | Switchgear (resin) - repair | Defects | A252 | Link contacts broken / damaged - overheated. | C010 | Link contacts | broken / damaged | overheated. | [6 empty] | 1
SU - Switchgear (Resin Insulated) | Switchgear (resin) - repair | Defects | A252 | Switchgear cable compartment broken / damaged - cable termination failure. | C235 | Switchgear cable compartment | broken / damaged | cable termination failure. | [6 empty] | 3
SU - Switchgear (Resin Insulated) | Switchgear (resin) - repair | Defects | A252 | Switchgear cable compartment broken / damaged - corrosion. | C236 | Switchgear cable compartment | broken / damaged | corrosion. | [6 empty] | 3
SU - Switchgear (Resin Insulated) | Switchgear (resin) - repair | Defects | A252 | Switchgear frame broken / damaged - corrosion. | C670 | Switchgear frame | broken / damaged | corrosion. | [6 empty] | 3
SU - Switchgear (Resin Insulated) | Switchgear (resin) - repair | Defects | A252 | Switchgear frame broken / damaged - third party impact. | C667 | Switchgear frame | broken / damaged | third party impact. | [6 empty] | 3
SU - Switchgear (Resin Insulated) | Switchgear (resin) - repair | Defects | A252 | Switchgear frame broken / damaged - vibration. | C669 | Switchgear frame | broken / damaged | vibration. | [6 empty] | 3
SU - Switchgear (Resin Insulated) | Switchgear (resin) - repair | Defects | A252 | Switchgear operating handle missing - misplaced. | C118 | Switchgear operating handle | missing | misplaced. | [6 empty] | 1
SU - Switchgear (Resin Insulated) | Switchgear (resin) - repair | Defects | A252 | zOther cause (unknown / unlisted) - add note. | C000 | zOther | cause (unknown / unlisted) | add note. | [6 empty] | 184
SU - Switchgear (Resin Insulated) | Switchgear (resin) - replace | Defects | A253 | Epoxy moulding broken / damaged - insulation degradation. | B479 | Epoxy moulding | broken / damaged | insulation degradation. | [6 empty] | 1
SU - Switchgear (Resin Insulated) | Switchgear (resin) - replace | Defects | A253 | Epoxy moulding insulation degradation - flashover / fault current. | B484 | Epoxy moulding | insulation degradation | flashover / fault current. | [6 empty] | 2
SU - Switchgear (Resin Insulated) | Switchgear (resin) - replace | Defects | A253 | Fuse interlock nylon cam damaged - deterioration. | B498 | Fuse interlock | nylon cam damaged | deterioration. | [6 empty] | 2
SU - Switchgear (Resin Insulated) | Switchgear (resin) - replace | Defects | A253 | HV transformer fuse assembly cap damaged / broken - deterioration. | B553 | HV transformer fuse assembly | cap damaged / broken | deterioration. | [6 empty] | 2
SU - Switchgear (Resin Insulated) | Switchgear (resin) - replace | Defects | A253 | HV transformer fuse assembly cap damaged / broken - mechanical damage. | B552 | HV transformer fuse assembly | cap damaged / broken | mechanical damage. | [6 empty] | 2
SU - Switchgear (Resin Insulated) | Switchgear (resin) - replace | Defects | A253 | HV transformer fuse assembly fails to operate 3 phases concurrently - mechanical interphase link damaged. | B554 | HV transformer fuse assembly | fails to operate 3 phases concurrently | mechanical interphase link damaged. | [6 empty] | 2
SU - Switchgear (Resin Insulated) | Switchgear (resin) - replace | Defects | A253 | Link cap broken / damaged - deterioration. | C008 | Link cap | broken / damaged | deterioration. | [6 empty] | 2
SU - Switchgear (Resin Insulated) | Switchgear (resin) - replace | Defects | A253 | Link cap broken / damaged - mechanical damage. | C007 | Link cap | broken / damaged | mechanical damage. | [6 empty] | 2
SU - Switchgear (Resin Insulated) | Switchgear (resin) - replace | Defects | A253 | Link cap not locked in - defective spring. | C009 | Link cap | not locked in | defective spring. | [6 empty] | 2
SU - Switchgear (Resin Insulated) | Switchgear (resin) - replace | Defects | A253 | Link contacts broken / damaged - corrosion. | C011 | Link contacts | broken / damaged | corrosion. | [6 empty] | 2
SU - Switchgear (Resin Insulated) | Switchgear (resin) - replace | Defects | A253 | Link contacts broken / damaged - overheated. | C010 | Link contacts | broken / damaged | overheated. | [6 empty] | 2
SU - Switchgear (Resin Insulated) | Switchgear (resin) - replace | Defects | A253 | Switchgear cable compartment broken / damaged - cable termination failure. | C235 | Switchgear cable compartment | broken / damaged | cable termination failure. | [6 empty] | 4
SU - Switchgear (Resin Insulated) | Switchgear (resin) - replace | Defects | A253 | Switchgear cable compartment broken / damaged - corrosion. | C236 | Switchgear cable compartment | broken / damaged | corrosion. | [6 empty] | 4
SU - Switchgear (Resin Insulated) | Switchgear (resin) - replace | Defects | A253 | Switchgear frame broken / damaged - corrosion. | C670 | Switchgear frame | broken / damaged | corrosion. | [6 empty] | 4
SU - Switchgear (Resin Insulated) | Switchgear (resin) - replace | Defects | A253 | Switchgear frame broken / damaged - third party impact. | C667 | Switchgear frame | broken / damaged | third party impact. | [6 empty] | 4
SU - Switchgear (Resin Insulated) | Switchgear (resin) - replace | Defects | A253 | Switchgear frame broken / damaged - vibration. | C669 | Switchgear frame | broken / damaged | vibration. | [6 empty] | 4
SU - Switchgear (Resin Insulated) | Switchgear (resin) - replace | Defects | A253 | Switchgear status panel illegible - deterioration. | C666 | Switchgear status panel | illegible | deterioration. | [6 empty] | 3
SU - Switchgear (Resin Insulated) | Switchgear (resin) - replace | Defects | A253 | Switchgear status panel misaligned - out of calibration. | C665 | Switchgear status panel | misaligned | out of calibration. | [6 empty] | 3
SU - Switchgear (Resin Insulated) | Switchgear (resin) - replace | Defects | A253 | zOther cause (unknown / unlisted) - add note. | C000 | zOther | cause (unknown / unlisted) | add note. | [6 empty] | 185
SU - Switchgear (Resin Insulated) | Switchgear (resin) - replace | Defects | A253 | Switchgear end of life - previous design standard | [10 empty] | 3
SU - Switchgear (SF6 Insulated) | Switchgear (SF6) - further inspection reqd | Defects | A326 | Switchgear further inspection required - add note. | B872 | Switchgear | further inspection required | add note. | [6 empty] | 3
SU - Switchgear (SF6 Insulated) | Switchgear (SF6) - gas removal reqd | Defects | A246 | SF6 tank low gas pressure - deteriorated seal. | C497 | SF6 tank | low gas pressure | deteriorated seal. | [6 empty] | 1
SU - Switchgear (SF6 Insulated) | Switchgear (SF6) - gas removal reqd | Defects | A246 | SF6 tank low gas pressure - third party impact. | C498 | SF6 tank | low gas pressure | third party impact. | [6 empty] | 1
SU - Switchgear (SF6 Insulated) | Switchgear (SF6) - gas removal reqd | Defects | A246 | zOther cause (unknown / unlisted) - add note. | C000 | zOther | cause (unknown / unlisted) | add note. | [6 empty] | 186
SU - Switchgear (SF6 Insulated) | Switchgear (SF6) - repair | Defects | A255 | Cable support broken / damaged - corrosion. | C401 | Cable support | broken / damaged | corrosion. | [6 empty] | 3
SU - Switchgear (SF6 Insulated) | Switchgear (SF6) - repair | Defects | A255 | Cable support inadequate - loose clamp. | C403 | Cable support | inadequate | loose clamp. | [6 empty] | 3
SU - Switchgear (SF6 Insulated) | Switchgear (SF6) - repair | Defects | A255 | Cable support missing - not installed. | C402 | Cable support | missing | not installed. | [6 empty] | 3
SU - Switchgear (SF6 Insulated) | Switchgear (SF6) - repair | Defects | A255 | Feeder fault indicator fails to indicate - faulty indicator. | B486 | Feeder fault indicator | fails to indicate | faulty indicator. | [6 empty] | 1
SU - Switchgear (SF6 Insulated) | Switchgear (SF6) - repair | Defects | A255 | Feeder fault indicator fails to indicate - incorrect CT installation. | B485 | Feeder fault indicator | fails to indicate | incorrect CT installation. | [6 empty] | 1
SU - Switchgear (SF6 Insulated) | Switchgear (SF6) - repair | Defects | A255 | Feeder voltage indicator incorrect reading - corrosion of test point connections. | B488 | Feeder voltage indicator | incorrect reading | corrosion of test point connections. | [6 empty] | 1
SU - Switchgear (SF6 Insulated) | Switchgear (SF6) - repair | Defects | A255 | Feeder voltage indicator incorrect reading - faulty indicator. | B489 | Feeder voltage indicator | incorrect reading | faulty indicator. | [6 empty] | 1
SU - Switchgear (SF6 Insulated) | Switchgear (SF6) - repair | Defects | A255 | Feeder voltage indicator incorrect reading - non compliant installation. | B487 | Feeder voltage indicator | incorrect reading | non compliant installation. | [6 empty] | 1
SU - Switchgear (SF6 Insulated) | Switchgear (SF6) - repair | Defects | A255 | Fuse status indicator fails to indicate - faulty indicator. | B500 | Fuse status indicator | fails to indicate | faulty indicator. | [6 empty] | 1
SU - Switchgear (SF6 Insulated) | Switchgear (SF6) - repair | Defects | A255 | Fuse status indicator fails to indicate - incorrect fuse installation. | B499 | Fuse status indicator | fails to indicate | incorrect fuse installation. | [6 empty] | 1
SU - Switchgear (SF6 Insulated) | Switchgear (SF6) - repair | Defects | A255 | Mimic diagram illegible - deterioration. | C053 | Mimic diagram | illegible | deterioration. | [6 empty] | 1
SU - Switchgear (SF6 Insulated) | Switchgear (SF6) - repair | Defects | A255 | Switchgear cable compartment broken / damaged - corrosion. | C236 | Switchgear cable compartment | broken / damaged | corrosion. | [6 empty] | 5
SU - Switchgear (SF6 Insulated) | Switchgear (SF6) - repair | Defects | A255 | Switchgear frame broken / damaged - corrosion. | C670 | Switchgear frame | broken / damaged | corrosion. | [6 empty] | 5
SU - Switchgear (SF6 Insulated) | Switchgear (SF6) - repair | Defects | A255 | Switchgear frame broken / damaged - mechanical impact/vandalism. | C668 | Switchgear frame | broken / damaged | mechanical impact/vandalism. | [6 empty] | 1
SU - Switchgear (SF6 Insulated) | Switchgear (SF6) - repair | Defects | A255 | Switchgear frame loose/weakened - corrosion of bolts / mounting hardware. | C672 | Switchgear frame | loose/weakened | corrosion of bolts / mounting hardware. | [6 empty] | 1
SU - Switchgear (SF6 Insulated) | Switchgear (SF6) - repair | Defects | A255 | Switchgear frame loose/weakened - vibration. | C671 | Switchgear frame | loose/weakened | vibration. | [6 empty] | 1
SU - Switchgear (SF6 Insulated) | Switchgear (SF6) - repair | Defects | A255 | Switchgear HV transformer fuse fails to operate 3 phases concurrently - fuse installed incorrectly. | B551 | Switchgear HV transformer fuse | fails to operate 3 phases concurrently | fuse installed incorrectly. | [6 empty] | 2
SU - Switchgear (SF6 Insulated) | Switchgear (SF6) - repair | Defects | A255 | Switchgear HV transformer fuse fails to operate 3 phases concurrently - mechanical interphase link damaged. | B550 | Switchgear HV transformer fuse | fails to operate 3 phases concurrently | mechanical interphase link damaged. | [6 empty] | 3
SU - Switchgear (SF6 Insulated) | Switchgear (SF6) - repair | Defects | A255 | Switchgear HV transformer fuse loss of supply - incorrect fuse rating. | B548 | Switchgear HV transformer fuse | loss of supply | incorrect fuse rating. | [6 empty] | 2
SU - Switchgear (SF6 Insulated) | Switchgear (SF6) - repair | Defects | A255 | Switchgear interlock mechanism broken / damaged - incorrect operation. | B563 | Switchgear interlock mechanism | broken / damaged | incorrect operation. | [6 empty] | 3
SU - Switchgear (SF6 Insulated) | Switchgear (SF6) - repair | Defects | A255 | Switchgear interlock mechanism broken / damaged - loss of lubrication. | B564 | Switchgear interlock mechanism | broken / damaged | loss of lubrication. | [6 empty] | 2
SU - Switchgear (SF6 Insulated) | Switchgear (SF6) - repair | Defects | A255 | Switchgear interlock mechanism broken / damaged - misaligned. | B565 | Switchgear interlock mechanism | broken / damaged | misaligned. | [6 empty] | 3
SU - Switchgear (SF6 Insulated) | Switchgear (SF6) - repair | Defects | A255 | Switchgear operating handle missing - unknown. | C119 | Switchgear operating handle | missing | unknown. | [6 empty] | 2
SU - Switchgear (SF6 Insulated) | Switchgear (SF6) - repair | Defects | A255 | zOther cause (unknown / unlisted) - add note. | C000 | zOther | cause (unknown / unlisted) | add note. | [6 empty] | 187
SU - Switchgear (SF6 Insulated) | Switchgear (SF6) - replace | Defects | A256 | Feeder fault indicator fails to indicate - faulty indicator. | B486 | Feeder fault indicator | fails to indicate | faulty indicator. | [6 empty] | 2
SU - Switchgear (SF6 Insulated) | Switchgear (SF6) - replace | Defects | A256 | Feeder voltage indicator incorrect reading - faulty indicator. | B489 | Feeder voltage indicator | incorrect reading | faulty indicator. | [6 empty] | 2
SU - Switchgear (SF6 Insulated) | Switchgear (SF6) - replace | Defects | A256 | Fuse status indicator fails to indicate - faulty indicator. | B500 | Fuse status indicator | fails to indicate | faulty indicator. | [6 empty] | 2
SU - Switchgear (SF6 Insulated) | Switchgear (SF6) - replace | Defects | A256 | HV transformer CB loss of supply - faulty CB. | B547 | HV transformer CB | loss of supply | faulty CB. | [6 empty] | 1
SU - Switchgear (SF6 Insulated) | Switchgear (SF6) - replace | Defects | A256 | Mimic diagram illegible - deterioration. | C053 | Mimic diagram | illegible | deterioration. | [6 empty] | 2
SU - Switchgear (SF6 Insulated) | Switchgear (SF6) - replace | Defects | A256 | Mimic diagram misaligned - out of calibration. | C052 | Mimic diagram | misaligned | out of calibration. | [6 empty] | 1
SU - Switchgear (SF6 Insulated) | Switchgear (SF6) - replace | Defects | A256 | SF6 tank low gas pressure - deteriorated seal. | C497 | SF6 tank | low gas pressure | deteriorated seal. | [6 empty] | 2
SU - Switchgear (SF6 Insulated) | Switchgear (SF6) - replace | Defects | A256 | SF6 tank low gas pressure - third party impact. | C498 | SF6 tank | low gas pressure | third party impact. | [6 empty] | 2
SU - Switchgear (SF6 Insulated) | Switchgear (SF6) - replace | Defects | A256 | Switchgear cable compartment broken / damaged - corrosion. | C236 | Switchgear cable compartment | broken / damaged | corrosion. | [6 empty] | 6
SU - Switchgear (SF6 Insulated) | Switchgear (SF6) - replace | Defects | A256 | Switchgear frame broken / damaged - corrosion. | C670 | Switchgear frame | broken / damaged | corrosion. | [6 empty] | 6
SU - Switchgear (SF6 Insulated) | Switchgear (SF6) - replace | Defects | A256 | Switchgear frame broken / damaged - mechanical impact/vandalism. | C668 | Switchgear frame | broken / damaged | mechanical impact/vandalism. | [6 empty] | 2
SU - Switchgear (SF6 Insulated) | Switchgear (SF6) - replace | Defects | A256 | Switchgear frame loose/weakened - corrosion of bolts / mounting hardware. | C672 | Switchgear frame | loose/weakened | corrosion of bolts / mounting hardware. | [6 empty] | 2
SU - Switchgear (SF6 Insulated) | Switchgear (SF6) - replace | Defects | A256 | Switchgear HV transformer fuse fails to operate 3 phases concurrently - mechanical interphase link damaged. | B550 | Switchgear HV transformer fuse | fails to operate 3 phases concurrently | mechanical interphase link damaged. | [6 empty] | 4
SU - Switchgear (SF6 Insulated) | Switchgear (SF6) - replace | Defects | A256 | Switchgear interlock mechanism broken / damaged - incorrect operation. | B563 | Switchgear interlock mechanism | broken / damaged | incorrect operation. | [6 empty] | 4
SU - Switchgear (SF6 Insulated) | Switchgear (SF6) - replace | Defects | A256 | Switchgear interlock mechanism broken / damaged - misaligned. | B565 | Switchgear interlock mechanism | broken / damaged | misaligned. | [6 empty] | 4
SU - Switchgear (SF6 Insulated) | Switchgear (SF6) - replace | Defects | A256 | Switchgear operating mechanism fails to operate - insufficient operations. | C120 | Switchgear operating mechanism | fails to operate | insufficient operations. | [6 empty] | 1
SU - Switchgear (SF6 Insulated) | Switchgear (SF6) - replace | Defects | A256 | Switchgear operating mechanism fails to operate - internal fault. | C121 | Switchgear operating mechanism | fails to operate | internal fault. | [6 empty] | 1
SU - Switchgear (SF6 Insulated) | Switchgear (SF6) - replace | Defects | A256 | zOther cause (unknown / unlisted) - add note. | C000 | zOther | cause (unknown / unlisted) | add note. | [6 empty] | 188
SU - Switchgear (SF6 Insulated) | Switchgear (SF6) - replace | Defects | A256 | Switchgear end of life - previous design standard | [10 empty] | 4
SU - Switchgear (SF6 Insulated) | Switchgear (SF6) - Technical maintenance reqd | Defects | A247 | HV transformer CB loss of supply - incorrect relay settings. | B546 | HV transformer CB | loss of supply | incorrect relay settings. | [6 empty] | 1
SU - Switchgear (SF6 Insulated) | Switchgear (SF6) - Technical maintenance reqd | Defects | A247 | zOther cause (unknown / unlisted) - add note. | C000 | zOther | cause (unknown / unlisted) | add note. | [6 empty] | 189
SU - Transformers | Transformer - adjust tap setting | Defects | A238 | Transformer off load tap changer voltage out of range - incorrect tap setting. | B468 | Transformer off load tap changer | voltage out of range | incorrect tap setting. | [6 empty] | 1
SU - Transformers | Transformer - adjust tap setting | Defects | A238 | zOther cause (unknown / unlisted) - add note. | C000 | zOther | cause (unknown / unlisted) | add note. | [6 empty] | 190
SU - Transformers | Transformer - balance load | Defects | A284 | Transformer load / voltage out of balance - uneven customer phasing. | B444 | Transformer | load / voltage out of balance | uneven customer phasing. | [6 empty] | 1
SU - Transformers | Transformer - balance load | Defects | A284 | zOther cause (unknown / unlisted) - add note. | C000 | zOther | cause (unknown / unlisted) | add note. | [6 empty] | 191
SU - Transformers | Transformer - further inspection reqd | Defects | A323 | Transformer further inspection required - add note. | B871 | Transformer | further inspection required | add note. | [6 empty] | 1
SU - Transformers | Transformer - repair | Defects | A260 | Transformer HV bushing broken / damaged - flashover / fault current. | B449 | Transformer HV bushing | broken / damaged | flashover / fault current. | [6 empty] | 1
SU - Transformers | Transformer - repair | Defects | A260 | Transformer HV bushing broken / damaged - shroud damaged / missing. | B450 | Transformer HV bushing | broken / damaged | shroud damaged / missing. | [6 empty] | 1
SU - Transformers | Transformer - repair | Defects | A260 | Transformer HV bushing broken / damaged - vandalism. | B451 | Transformer HV bushing | broken / damaged | vandalism. | [6 empty] | 1
SU - Transformers | Transformer - repair | Defects | A260 | Transformer HV bushing broken / damaged - vegetation fallen from outside corridor. | B452 | Transformer HV bushing | broken / damaged | vegetation fallen from outside corridor. | [6 empty] | 1
SU - Transformers | Transformer - repair | Defects | A260 | Transformer HV bushing broken / damaged - vegetation fallen from within corridor. | B453 | Transformer HV bushing | broken / damaged | vegetation fallen from within corridor. | [6 empty] | 1
SU - Transformers | Transformer - repair | Defects | A260 | Transformer HV bushing broken / damaged - wildlife. | B454 | Transformer HV bushing | broken / damaged | wildlife. | [6 empty] | 1
SU - Transformers | Transformer - repair | Defects | A260 | Transformer HV bushing broken / damaged - wind / storm debris (non veg). | B455 | Transformer HV bushing | broken / damaged | wind / storm debris (non veg). | [6 empty] | 1
SU - Transformers | Transformer - repair | Defects | A260 | Transformer HV bushing leaking - cable weight / tension on termination. | B448 | Transformer HV bushing | leaking | cable weight / tension on termination. | [6 empty] | 1
SU - Transformers | Transformer - repair | Defects | A260 | Transformer HV bushing leaking - seal degraded. | B447 | Transformer HV bushing | leaking | seal degraded. | [6 empty] | 1
SU - Transformers | Transformer - repair | Defects | A260 | Transformer HV bushing tracking - surface contamination. | B458 | Transformer HV bushing | tracking | surface contamination. | [6 empty] | 1
SU - Transformers | Transformer - repair | Defects | A260 | Transformer LV bushing broken / damaged - flashover / fault current. | B461 | Transformer LV bushing | broken / damaged | flashover / fault current. | [6 empty] | 1
SU - Transformers | Transformer - repair | Defects | A260 | Transformer LV bushing broken / damaged - shroud damaged / missing. | B614 | Transformer LV bushing | broken / damaged | shroud damaged / missing. | [6 empty] | 1
SU - Transformers | Transformer - repair | Defects | A260 | Transformer LV bushing broken / damaged - vandalism. | B462 | Transformer LV bushing | broken / damaged | vandalism. | [6 empty] | 1
SU - Transformers | Transformer - repair | Defects | A260 | Transformer LV bushing broken / damaged - vegetation fallen from outside corridor. | B613 | Transformer LV bushing | broken / damaged | vegetation fallen from outside corridor. | [6 empty] | 1
SU - Transformers | Transformer - repair | Defects | A260 | Transformer LV bushing broken / damaged - vegetation fallen from within corridor. | B612 | Transformer LV bushing | broken / damaged | vegetation fallen from within corridor. | [6 empty] | 1
SU - Transformers | Transformer - repair | Defects | A260 | Transformer LV bushing broken / damaged - wildlife. | B463 | Transformer LV bushing | broken / damaged | wildlife. | [6 empty] | 1
SU - Transformers | Transformer - repair | Defects | A260 | Transformer LV bushing broken / damaged - wind / storm debris (non veg). | B464 | Transformer LV bushing | broken / damaged | wind / storm debris (non veg). | [6 empty] | 1
SU - Transformers | Transformer - repair | Defects | A260 | Transformer LV bushing leaking - cable weight / tension on termination. | B460 | Transformer LV bushing | leaking | cable weight / tension on termination. | [6 empty] | 1
SU - Transformers | Transformer - repair | Defects | A260 | Transformer LV bushing leaking - seal degraded. | B459 | Transformer LV bushing | leaking | seal degraded. | [6 empty] | 1
SU - Transformers | Transformer - repair | Defects | A260 | Transformer breather silica gel saturated - normal use. | B293 | Transformer breather | silica gel saturated | normal use. | [6 empty] | 1
SU - Transformers | Transformer - repair | Defects | A260 | Transformer broken / damaged - corrosion. | B476 | Transformer | broken / damaged | corrosion. | [6 empty] | 1
SU - Transformers | Transformer - repair | Defects | A260 | Transformer broken / damaged - deteriorated seal or valve. | B470 | Transformer | broken / damaged | deteriorated seal or valve. | [6 empty] | 1
SU - Transformers | Transformer - repair | Defects | A260 | Transformer broken / damaged - explosion vent diaphram ruptured. | B477 | Transformer | broken / damaged | explosion vent diaphram ruptured. | [6 empty] | 1
SU - Transformers | Transformer - repair | Defects | A260 | Transformer broken / damaged - vandalism. | B471 | Transformer | broken / damaged | vandalism. | [6 empty] | 1
SU - Transformers | Transformer - repair | Defects | A260 | Transformer inoperable - flashover / fault current. | B446 | Transformer | inoperable | flashover / fault current. | [6 empty] | 1
SU - Transformers | Transformer - repair | Defects | A260 | Transformer leaking - corrosion. | B724 | Transformer | leaking | corrosion. | [6 empty] | 1
SU - Transformers | Transformer - repair | Defects | A260 | Transformer leaking - faulty seal. | B466 | Transformer | leaking | faulty seal. | [6 empty] | 1
SU - Transformers | Transformer - repair | Defects | A260 | zOther cause (unknown / unlisted) - add note. | C000 | zOther | cause (unknown / unlisted) | add note. | [6 empty] | 192
SU - Transformers | Transformer - replace | Defects | A261 | Transformer HV bushing broken / damaged - flashover / fault current. | B449 | Transformer HV bushing | broken / damaged | flashover / fault current. | [6 empty] | 2
SU - Transformers | Transformer - replace | Defects | A261 | Transformer HV bushing broken / damaged - vandalism. | B451 | Transformer HV bushing | broken / damaged | vandalism. | [6 empty] | 2
SU - Transformers | Transformer - replace | Defects | A261 | Transformer HV bushing broken / damaged - vegetation fallen from outside corridor. | B452 | Transformer HV bushing | broken / damaged | vegetation fallen from outside corridor. | [6 empty] | 2
SU - Transformers | Transformer - replace | Defects | A261 | Transformer HV bushing broken / damaged - vegetation fallen from within corridor. | B453 | Transformer HV bushing | broken / damaged | vegetation fallen from within corridor. | [6 empty] | 2
SU - Transformers | Transformer - replace | Defects | A261 | Transformer HV bushing broken / damaged - wildlife. | B454 | Transformer HV bushing | broken / damaged | wildlife. | [6 empty] | 2
SU - Transformers | Transformer - replace | Defects | A261 | Transformer HV bushing broken / damaged - wind / storm debris (non veg). | B455 | Transformer HV bushing | broken / damaged | wind / storm debris (non veg). | [6 empty] | 2
SU - Transformers | Transformer - replace | Defects | A261 | Transformer HV bushing leaking - seal degraded. | B447 | Transformer HV bushing | leaking | seal degraded. | [6 empty] | 2
SU - Transformers | Transformer - replace | Defects | A261 | Transformer HV bushing overheated - high resistance connection. | B456 | Transformer HV bushing | overheated | high resistance connection. | [6 empty] | 1
SU - Transformers | Transformer - replace | Defects | A261 | Transformer HV bushing tracking - surface contamination. | B458 | Transformer HV bushing | tracking | surface contamination. | [6 empty] | 2
SU - Transformers | Transformer - replace | Defects | A261 | Transformer LV bushing broken / damaged - flashover / fault current. | B461 | Transformer LV bushing | broken / damaged | flashover / fault current. | [6 empty] | 2
SU - Transformers | Transformer - replace | Defects | A261 | Transformer LV bushing broken / damaged - vandalism. | B462 | Transformer LV bushing | broken / damaged | vandalism. | [6 empty] | 2
SU - Transformers | Transformer - replace | Defects | A261 | Transformer LV bushing broken / damaged - wildlife. | B463 | Transformer LV bushing | broken / damaged | wildlife. | [6 empty] | 2
SU - Transformers | Transformer - replace | Defects | A261 | Transformer LV bushing broken / damaged - wind / storm debris (non veg). | B464 | Transformer LV bushing | broken / damaged | wind / storm debris (non veg). | [6 empty] | 2
SU - Transformers | Transformer - replace | Defects | A261 | Transformer LV bushing leaking - seal degraded. | B459 | Transformer LV bushing | leaking | seal degraded. | [6 empty] | 2
SU - Transformers | Transformer - replace | Defects | A261 | Transformer broken / damaged - corrosion. | B476 | Transformer | broken / damaged | corrosion. | [6 empty] | 2
SU - Transformers | Transformer - replace | Defects | A261 | Transformer broken / damaged - explosion vent diaphram ruptured. | B477 | Transformer | broken / damaged | explosion vent diaphram ruptured. | [6 empty] | 2
SU - Transformers | Transformer - replace | Defects | A261 | Transformer broken / damaged - vandalism. | B471 | Transformer | broken / damaged | vandalism. | [6 empty] | 2
SU - Transformers | Transformer - replace | Defects | A261 | Transformer broken / damaged - vegetation fallen from outside corridor. | B472 | Transformer | broken / damaged | vegetation fallen from outside corridor. | [6 empty] | 1
SU - Transformers | Transformer - replace | Defects | A261 | Transformer broken / damaged - vegetation fallen from within corridor. | B473 | Transformer | broken / damaged | vegetation fallen from within corridor. | [6 empty] | 1
SU - Transformers | Transformer - replace | Defects | A261 | Transformer broken / damaged - vehicle impact. | B474 | Transformer | broken / damaged | vehicle impact. | [6 empty] | 1
SU - Transformers | Transformer - replace | Defects | A261 | Transformer broken / damaged - wind / storm debris (non veg). | B475 | Transformer | broken / damaged | wind / storm debris (non veg). | [6 empty] | 1
SU - Transformers | Transformer - replace | Defects | A261 | Transformer inoperable - flashover / fault current. | B446 | Transformer | inoperable | flashover / fault current. | [6 empty] | 2
SU - Transformers | Transformer - replace | Defects | A261 | Transformer inoperable - internal fault. | B445 | Transformer | inoperable | internal fault. | [6 empty] | 1
SU - Transformers | Transformer - replace | Defects | A261 | Transformer leaking - corrosion. | B724 | Transformer | leaking | corrosion. | [6 empty] | 2
SU - Transformers | Transformer - replace | Defects | A261 | Transformer leaking - faulty seal. | B466 | Transformer | leaking | faulty seal. | [6 empty] | 2
SU - Transformers | Transformer - replace | Defects | A261 | Transformer mounting not suitable - platform mounting. | B615 | Transformer mounting | not suitable | platform mounting. | [6 empty] | 1
SU - Transformers | Transformer - replace | Defects | A261 | Transformer off load tap changer unable to change tap position - seized / broken shaft. | B467 | Transformer off load tap changer | unable to change tap position | seized / broken shaft. | [6 empty] | 1
SU - Transformers | Transformer - replace | Defects | A261 | Transformer off load tap changer voltage out of range - tap limits exceeded. | B469 | Transformer off load tap changer | voltage out of range | tap limits exceeded. | [6 empty] | 2
SU - Transformers | Transformer - replace | Defects | A261 | zOther cause (unknown / unlisted) - add note. | C000 | zOther | cause (unknown / unlisted) | add note. | [6 empty] | 193
SU - Transformers | Transformer - supply quality investigation | Defects | A285 | Transformer load / voltage out of balance - add note. | B443 | Transformer | load / voltage out of balance | add note. | [6 empty] | 1
SU - Transformers | Transformer - supply quality investigation | Defects | A285 | Transformer load / voltage out of balance - uneven customer phasing. | B444 | Transformer | load / voltage out of balance | uneven customer phasing. | [6 empty] | 2
SU - Transformers | Transformer - supply quality investigation | Defects | A285 | zOther cause (unknown / unlisted) - add note. | C000 | zOther | cause (unknown / unlisted) | add note. | [6 empty] | 194
SU - Transformers | Transformer arrestor - repair | Defects | A264 | HV lightning arrestor loss of earth connection - cut away and not repaired. | B539 | HV lightning arrestor | loss of earth connection | cut away and not repaired. | [6 empty] | 4
SU - Transformers | Transformer arrestor - repair | Defects | A264 | HV lightning arrestor loss of earth connection - deterioration. | B538 | HV lightning arrestor | loss of earth connection | deterioration. | [6 empty] | 4
SU - Transformers | Transformer arrestor - repair | Defects | A264 | HV lightning arrestor shorted (externally) - wildlife. | B541 | HV lightning arrestor | shorted (externally) | wildlife. | [6 empty] | 10
SU - Transformers | Transformer arrestor - repair | Defects | A264 | zOther cause (unknown / unlisted) - add note. | C000 | zOther | cause (unknown / unlisted) | add note. | [6 empty] | 195
SU - Transformers | Transformer arrestor - replace | Defects | A265 | HV lightning arrestor broken / damaged - deterioration. | B537 | HV lightning arrestor | broken / damaged | deterioration. | [6 empty] | 4
SU - Transformers | Transformer arrestor - replace | Defects | A265 | HV lightning arrestor ruptured - lightning. | B540 | HV lightning arrestor | ruptured | lightning. | [6 empty] | 4
SU - Transformers | Transformer arrestor - replace | Defects | A265 | HV lightning arrestor tracking - deterioration. | B543 | HV lightning arrestor | tracking | deterioration. | [6 empty] | 4
SU - Transformers | Transformer arrestor - replace | Defects | A265 | HV lightning arrestor tracking - surface contamination. | B542 | HV lightning arrestor | tracking | surface contamination. | [6 empty] | 4
SU - Transformers | Transformer arrestor - replace | Defects | A265 | zOther cause (unknown / unlisted) - add note. | C000 | zOther | cause (unknown / unlisted) | add note. | [6 empty] | 196
SU - Transformers | Transformer fauna shroud - repair | Defects | A292 | Transformer fauna shrouds deteriorated - UV degradation. | B649 | Transformer fauna shrouds | deteriorated | UV degradation. | [6 empty] | 1
SU - Transformers | Transformer fauna shroud - repair | Defects | A292 | Transformer fauna shrouds dislodged - loose fitting. | B664 | Transformer fauna shrouds | dislodged | loose fitting. | [6 empty] | 1
SU - Transformers | Transformer fauna shroud - repair | Defects | A292 | zOther cause (unknown / unlisted) - add note. | C000 | zOther | cause (unknown / unlisted) | add note. | [6 empty] | 197
SU - Transformers | Transformer fauna shrouds - install | Defects | A263 | HV lightning arrestor shorted (externally) - wildlife. | B541 | HV lightning arrestor | shorted (externally) | wildlife. | [6 empty] | 11
SU - Transformers | Transformer fauna shrouds - install | Defects | A263 | Transformer HV bushing shorted (externally) - wildlife. | B457 | Transformer HV bushing | shorted (externally) | wildlife. | [6 empty] | 1
SU - Transformers | Transformer fauna shrouds - install | Defects | A263 | Transformer LV bushing shorted (externally) - wildlife. | B465 | Transformer LV bushing | shorted (externally) | wildlife. | [6 empty] | 1
SU - Transformers | Transformer fauna shrouds - install | Defects | A263 | Transformer fauna shrouds missing - previous design standard. | B644 | Transformer fauna shrouds | missing | previous design standard. | [6 empty] | 1
SU - Transformers | Transformer fauna shrouds - install | Defects | A263 | zOther cause (unknown / unlisted) - add note. | C000 | zOther | cause (unknown / unlisted) | add note. | [6 empty] | 198
Vegetation Information Management System | Tree Removal - Hazard Tree | Defects | VHAZ | Other - Add Note | [10 empty] | 51
Vegetation Information Management System | Tree Removal - Standard Removal | Defects | VTRS | Other - Add Note | [10 empty] | 52
Vegetation Information Management System | Tree Removal - Standard Removal and Herbicide | Defects | VTRH | Other - Add Note | [10 empty] | 53
Vegetation Information Management System | Tree Removal - Stump Grind | Defects | VTRG | Other - Add Note | [10 empty] | 54
Vegetation Information Management System | Trimming - Hazard Tree | Defects | VTHT | Other - Add Note | [10 empty] | 55
Vegetation Information Management System | Trimming - Overhang | Defects | VTOV | Other - Add Note | [10 empty] | 56
Vegetation Information Management System | Trimming - Standard Trim | Defects | VTST | Other - Add Note | [10 empty] | 57
UG - LV Fuses and Links | UG LV fuse / link - repair | Defects | A266 | LV fuse / link broken / damaged - fuse covers missing. | B177 | LV fuse / link | broken / damaged | fuse covers missing. | [6 empty] | 1
UG - LV Fuses and Links | UG LV fuse / link - repair | Defects | A266 | LV fuse / link misaligned - incorrect fuse DIN size. | B178 | LV fuse / link | misaligned | incorrect fuse DIN size. | [6 empty] | 1
UG - LV Fuses and Links | UG LV fuse / link - repair | Defects | A266 | zOther cause (unknown / unlisted) - add note. | C000 | zOther | cause (unknown / unlisted) | add note. | [6 empty] | 199
UG - LV Fuses and Links | UG LV fuse / link - replace | Defects | A267 | LV fuse / link broken / damaged - corrosion. | B176 | LV fuse / link | broken / damaged | corrosion. | [6 empty] | 1
UG - LV Fuses and Links | UG LV fuse / link - replace | Defects | A267 | LV fuse / link broken / damaged - defective wedge. | B174 | LV fuse / link | broken / damaged | defective wedge. | [6 empty] | 1
UG - LV Fuses and Links | UG LV fuse / link - replace | Defects | A267 | LV fuse / link broken / damaged - flashover / fault current. | C023 | LV fuse / link | broken / damaged | flashover / fault current. | [6 empty] | 2
UG - LV Fuses and Links | UG LV fuse / link - replace | Defects | A267 | LV fuse / link broken / damaged - loose fitting. | B173 | LV fuse / link | broken / damaged | loose fitting. | [6 empty] | 1
UG - LV Fuses and Links | UG LV fuse / link - replace | Defects | A267 | LV fuse / link unable to remove - siezed or welded. | B179 | LV fuse / link | unable to remove | siezed or welded. | [6 empty] | 1
UG - LV Fuses and Links | UG LV fuse / link - replace | Defects | A267 | LV tappet link broken / damaged - deterioration of contact surface. | B620 | LV tappet link | broken / damaged | deterioration of contact surface. | [6 empty] | 1
UG - LV Fuses and Links | UG LV fuse / link - replace | Defects | A267 | zOther cause (unknown / unlisted) - add note. | C000 | zOther | cause (unknown / unlisted) | add note. | [6 empty] | 200
UG - LV Fuses and Links | UG LV switchgear panel - replace | Defects | A270 | LV switchgear panel broken / damaged - deterioration. | C042 | LV switchgear panel | broken / damaged | deterioration. | [6 empty] | 1
UG - LV Fuses and Links | UG LV switchgear panel - replace | Defects | A270 | LV switchgear panel broken / damaged - mechanical damage. | C041 | LV switchgear panel | broken / damaged | mechanical damage. | [6 empty] | 1
UG - LV Fuses and Links | UG LV switchgear panel - replace | Defects | A270 | LV switchgear panel tracking - surface contamination. | C043 | LV switchgear panel | tracking | surface contamination. | [6 empty] | 1
UG - LV Fuses and Links | UG LV switchgear panel - replace | Defects | A270 | zOther cause (unknown / unlisted) - add note. | C000 | zOther | cause (unknown / unlisted) | add note. | [6 empty] | 201
UG - Cable Joints and Terminations | UGOH arrestor - repair | Defects | A272 | HV lightning arrestor loss of earth connection - cut away and not repaired. | B539 | HV lightning arrestor | loss of earth connection | cut away and not repaired. | [6 empty] | 5
UG - Cable Joints and Terminations | UGOH arrestor - repair | Defects | A272 | HV lightning arrestor loss of earth connection - deterioration. | B538 | HV lightning arrestor | loss of earth connection | deterioration. | [6 empty] | 5
UG - Cable Joints and Terminations | UGOH arrestor - repair | Defects | A272 | HV lightning arrestor shorted (externally) - wildlife. | B541 | HV lightning arrestor | shorted (externally) | wildlife. | [6 empty] | 12
UG - Cable Joints and Terminations | UGOH arrestor - repair | Defects | A272 | zOther cause (unknown / unlisted) - add note. | C000 | zOther | cause (unknown / unlisted) | add note. | [6 empty] | 202
UG - Cable Joints and Terminations | UGOH arrestor - replace | Defects | A273 | HV lightning arrestor broken / damaged - deterioration. | B537 | HV lightning arrestor | broken / damaged | deterioration. | [6 empty] | 5
UG - Cable Joints and Terminations | UGOH arrestor - replace | Defects | A273 | HV lightning arrestor ruptured - lightning. | B540 | HV lightning arrestor | ruptured | lightning. | [6 empty] | 5
UG - Cable Joints and Terminations | UGOH arrestor - replace | Defects | A273 | HV lightning arrestor shorted (externally) - wildlife. | B541 | HV lightning arrestor | shorted (externally) | wildlife. | [6 empty] | 13
UG - Cable Joints and Terminations | UGOH arrestor - replace | Defects | A273 | HV lightning arrestor tracking - deterioration. | B543 | HV lightning arrestor | tracking | deterioration. | [6 empty] | 5
UG - Cable Joints and Terminations | UGOH arrestor - replace | Defects | A273 | HV lightning arrestor tracking - surface contamination. | B542 | HV lightning arrestor | tracking | surface contamination. | [6 empty] | 5
UG - Cable Joints and Terminations | UGOH arrestor - replace | Defects | A273 | zOther cause (unknown / unlisted) - add note. | C000 | zOther | cause (unknown / unlisted) | add note. | [6 empty] | 203
UG - Cable Joints and Terminations | UGOH fauna shroud - repair | Defects | A293 | UGOH fauna shrouds deteriorated - UV degradation. | B650 | UGOH fauna shrouds | deteriorated | UV degradation. | [6 empty] | 1
UG - Cable Joints and Terminations | UGOH fauna shroud - repair | Defects | A293 | UGOH fauna shrouds dislodged - loose fitting. | B667 | UGOH fauna shrouds | dislodged | loose fitting. | [6 empty] | 1
UG - Cable Joints and Terminations | UGOH fauna shroud - repair | Defects | A293 | zOther cause (unknown / unlisted) - add note. | C000 | zOther | cause (unknown / unlisted) | add note. | [6 empty] | 204
UG - Cable Joints and Terminations | UGOH fauna shrouds - install | Defects | A271 | HV lightning arrestor shorted (externally) - wildlife. | B541 | HV lightning arrestor | shorted (externally) | wildlife. | [6 empty] | 14
UG - Cable Joints and Terminations | UGOH fauna shrouds - install | Defects | A271 | UGOH fauna shrouds missing - previous design standard. | B645 | UGOH fauna shrouds | missing | previous design standard. | [6 empty] | 1
UG - Cable Joints and Terminations | UGOH fauna shrouds - install | Defects | A271 | zOther cause (unknown / unlisted) - add note. | C000 | zOther | cause (unknown / unlisted) | add note. | [6 empty] | 205
Underground | Underground-Programmed Replacement HV Cast Pothead | Defects | UPGR | Networks Capital Project | [10 empty] | 9
Underground | Underground-Programmed Replacement LV Cast Pothead | Defects | UPGL | Networks Capital Project | [10 empty] | 10
Underground | URD Cable - Maintenance Required | Defects | UCMR | Other - Add Note | [10 empty] | 58
Underground | URD Cable - Re-Attach | Defects | UCRA | Fixing Faulty | [10 empty] | 4
Underground | URD Cable - Replace | Defects | UCRP | Cable Faulty | [10 empty] | 1
Underground | URD Cable - Replace Cable Guard | Defects | UCRC | Cable Guard Faulty | [10 empty] | 1
Underground | URD Cubicle | Defects | UGCB | Clean and Paint | [10 empty] | 1
Underground | URD Cubicle | Defects | UGCB | Fill Required | [10 empty] | 1
Underground | URD Cubicle | Defects | UGCB | Repair | [10 empty] | 1
Underground | URD Cubicle | Defects | UGCB | Repair Fixing | [10 empty] | 1
Underground | URD Cubicle | Defects | UGCB | Replace | [10 empty] | 1
Underground | URD Cubicle | Defects | UGCB | Replace Base | [10 empty] | 1
Underground | URD Cubicle | Defects | UGCB | Replace Connections | [10 empty] | 1
Underground | URD Cubicle | Defects | UGCB | Replace Cover | [10 empty] | 1
Underground | URD Cubicle | Defects | UGCB | Replace Locks | [10 empty] | 1
Underground | URD Cubicle | Defects | UGCB | Straighten | [10 empty] | 1
Underground | URD Cubicle - Clean and Paint | Defects | UBCP | Cubicle Damaged | [10 empty] | 7
Underground | URD Cubicle - Fill Required | Defects | UBFR | Cubicle Subsidence | [10 empty] | 2
Underground | URD Cubicle - Repair | Defects | UBRR | Cubicle Damaged | [10 empty] | 8
Underground | URD Cubicle - Repair Fixing | Defects | UBRF | Cubicle Damaged | [10 empty] | 9
Underground | URD Cubicle - Replace | Defects | UBRP | Cubicle Damaged | [10 empty] | 10
Underground | URD Cubicle - Replace Base | Defects | UBRB | Cubicle Damaged | [10 empty] | 11
Underground | URD Cubicle - Replace Connections | Defects | UBRC | Cubicle Damaged | [10 empty] | 12
Underground | URD Cubicle - Replace Cover | Defects | UBRV | Cubicle Damaged | [10 empty] | 13
Underground | URD Cubicle - Replace Locks | Defects | UBRK | Cubicle Damaged | [10 empty] | 14
Underground | URD Cubicle - Straighten | Defects | UBST | Cubicle Subsidence | [10 empty] | 3
Underground | URD Pillar | Defects | UGPL | Clean and Paint | [10 empty] | 2
Underground | URD Pillar | Defects | UGPL | Fill Required | [10 empty] | 2
Underground | URD Pillar | Defects | UGPL | Repair | [10 empty] | 2
Underground | URD Pillar | Defects | UGPL | Repair Fixing | [10 empty] | 2
Underground | URD Pillar | Defects | UGPL | Replace | [10 empty] | 2
Underground | URD Pillar | Defects | UGPL | Replace Base | [10 empty] | 2
Underground | URD Pillar | Defects | UGPL | Replace Connections | [10 empty] | 2
Underground | URD Pillar | Defects | UGPL | Replace Cover | [10 empty] | 2
Underground | URD Pillar | Defects | UGPL | Replace Locks | [10 empty] | 2
Underground | URD Pillar | Defects | UGPL | Straighten | [10 empty] | 2
Underground | URD Pit | Defects | UGPT | Repair | [10 empty] | 3
Underground | URD Pit | Defects | UGPT | Replace | [10 empty] | 3
Underground | URD Pit | Defects | UGPT | Replace Connections | [10 empty] | 3
Underground | URD Pit | Defects | UGPT | Replace Cover | [10 empty] | 3
Underground | URD Terminations - Reconnect | Defects | UTRC | Connection Faulty | [10 empty] | 9
Underground | URD Terminations - Replace | Defects | UTRP | Connection Faulty | [10 empty] | 10
Underground | URD Terminations - Replace Support Brackets | Defects | UTSB | Bracket Faulty | [10 empty] | 4
Underground | URD Terminations - Replace Surge Diverters | Defects | UTSD | Surge Diverter Faulty | [10 empty] | 5
Veg (Redundant) | Veg (Redundant) - Clearing Required | Defects | VCQD | Other - Add Note | [10 empty] | 59
Veg (Redundant) | Veg (Redundant) - Climber & Outage Required | Defects | VCOR | Tree Touching | [10 empty] | 1
Veg (Redundant) | Veg (Redundant) - Climber Required | Defects | VCRQ | Tree Near Mains | [10 empty] | 1
Veg (Redundant) | Veg (Redundant) - Climbing Crew | Defects | VECC | Other - Add Note | [10 empty] | 60
Veg (Redundant) | Veg (Redundant) - Climbing Crew | Defects | VECC | Tree Near HV | [10 empty] | 1
Veg (Redundant) | Veg (Redundant) - Climbing Crew | Defects | VECC | Tree Near LV | [10 empty] | 1
Veg (Redundant) | Veg (Redundant) - Climbing Crew | Defects | VECC | Tree Touching HV | [10 empty] | 1
Veg (Redundant) | Veg (Redundant) - Climbing Crew | Defects | VECC | Tree Touching LV | [10 empty] | 1
Veg (Redundant) | Veg (Redundant) - Control Noxious Weeds | Defects | VCNW | Noxious Weeds | [10 empty] | 1
Veg (Redundant) | Veg (Redundant) - Customer Tree - EWP | Defects | VCTE | Tree in Service | [10 empty] | 1
Veg (Redundant) | Veg (Redundant) - Customer Tree - Wand Saw | Defects | VCTW | Tree in Service | [10 empty] | 2
Veg (Redundant) | Veg (Redundant) - EWP | Defects | VEWP | Tree Near Mains | [10 empty] | 2
Veg (Redundant) | Veg (Redundant) - EWP | Defects | VEWP | Tree Touching | [10 empty] | 2
Veg (Redundant) | Veg (Redundant) - EWP T1 - Small 1 man | Defects | VEP1 | Other - Add Note | [10 empty] | 61
Veg (Redundant) | Veg (Redundant) - EWP T1 - Small 1 man | Defects | VEP1 | Tree Near HV | [10 empty] | 2
Veg (Redundant) | Veg (Redundant) - EWP T1 - Small 1 man | Defects | VEP1 | Tree Near LV | [10 empty] | 2
Veg (Redundant) | Veg (Redundant) - EWP T1 - Small 1 man | Defects | VEP1 | Tree Touching HV | [10 empty] | 2
Veg (Redundant) | Veg (Redundant) - EWP T1 - Small 1 man | Defects | VEP1 | Tree Touching LV | [10 empty] | 2
Veg (Redundant) | Veg (Redundant) - EWP T2 - Large 1 man | Defects | VEP2 | Other - Add Note | [10 empty] | 62
Veg (Redundant) | Veg (Redundant) - EWP T2 - Large 1 man | Defects | VEP2 | Tree Near HV | [10 empty] | 3
Veg (Redundant) | Veg (Redundant) - EWP T2 - Large 1 man | Defects | VEP2 | Tree Near LV | [10 empty] | 3
Veg (Redundant) | Veg (Redundant) - EWP T2 - Large 1 man | Defects | VEP2 | Tree Touching HV | [10 empty] | 3
Veg (Redundant) | Veg (Redundant) - EWP T2 - Large 1 man | Defects | VEP2 | Tree Touching LV | [10 empty] | 3
Veg (Redundant) | Veg (Redundant) - EWP T3 - Large 2 man | Defects | VEP3 | Other - Add Note | [10 empty] | 63
Veg (Redundant) | Veg (Redundant) - EWP T3 - Large 2 man | Defects | VEP3 | Tree Near HV | [10 empty] | 4
Veg (Redundant) | Veg (Redundant) - EWP T3 - Large 2 man | Defects | VEP3 | Tree Near LV | [10 empty] | 4
Veg (Redundant) | Veg (Redundant) - EWP T3 - Large 2 man | Defects | VEP3 | Tree Touching HV | [10 empty] | 4
Veg (Redundant) | Veg (Redundant) - EWP T3 - Large 2 man | Defects | VEP3 | Tree Touching LV | [10 empty] | 4
Veg (Redundant) | Veg (Redundant) - Groundline Crew | Defects | VEGC | New Plantings | [10 empty] | 1
Veg (Redundant) | Veg (Redundant) - Groundline Crew | Defects | VEGC | Other - Add Note | [10 empty] | 64
Veg (Redundant) | Veg (Redundant) - Groundline Crew | Defects | VEGC | ReGrowth | [10 empty] | 1
Veg (Redundant) | Veg (Redundant) - Groundline Crew | Defects | VEGC | Tree in Service | [10 empty] | 3
Veg (Redundant) | Veg (Redundant) - Machinery Clearing | Defects | VMCG | ReGrowth | [10 empty] | 2
Veg (Redundant) | Veg (Redundant) - Mulcher | Defects | VEMU | Other - Add Note | [10 empty] | 65
Veg (Redundant) | Veg (Redundant) - Mulcher | Defects | VEMU | ReGrowth | [10 empty] | 3
Veg (Redundant) | Veg (Redundant) - Neigbour Tree - EWP | Defects | VNTE | Tree in Service | [10 empty] | 4
Veg (Redundant) | Veg (Redundant) - Neigbour Tree - Wand Saw | Defects | VNTW | Tree in Service | [10 empty] | 5
Veg (Redundant) | Veg (Redundant) - New Plantings | Defects | VENP | Other - Add Note | [10 empty] | 66
Veg (Redundant) | Veg (Redundant) - New Plantings Private | Defects | VNPP | New Plantings | [10 empty] | 2
Veg (Redundant) | Veg (Redundant) - New Plantings Road | Defects | VNPR | New Plantings | [10 empty] | 3
Veg (Redundant) | Veg (Redundant) - Poison/Cut | Defects | VCUT | Tree Near Mains | [10 empty] | 3
Veg (Redundant) | Veg (Redundant) - Poison/Cut | Defects | VCUT | Tree Touching | [10 empty] | 3
Veg (Redundant) | Veg (Redundant) - Removal HV Large >10M | Defects | VEHL | Chipper | [10 empty] | 1
Veg (Redundant) | Veg (Redundant) - Removal HV Large >10M | Defects | VEHL | Climber | [10 empty] | 1
Veg (Redundant) | Veg (Redundant) - Removal HV Large >10M | Defects | VEHL | Climber & Chipper | [10 empty] | 1
Veg (Redundant) | Veg (Redundant) - Removal HV Large >10M | Defects | VEHL | EWP 2 Man Crew | [10 empty] | 1
Veg (Redundant) | Veg (Redundant) - Removal HV Large >10M | Defects | VEHL | EWP 2 Man Crew & Chipper | [10 empty] | 1
Veg (Redundant) | Veg (Redundant) - Removal HV Large >10M | Defects | VEHL | EWP 3 Man Crew | [10 empty] | 1
Veg (Redundant) | Veg (Redundant) - Removal HV Large >10M | Defects | VEHL | EWP 3 Man Crew & Chipper | [10 empty] | 1
Veg (Redundant) | Veg (Redundant) - Removal HV Large >10M | Defects | VEHL | Ground Crew | [10 empty] | 1
Veg (Redundant) | Veg (Redundant) - Removal HV Large >10M | Defects | VEHL | Ground Crew Slasher Mulcher | [10 empty] | 1
Veg (Redundant) | Veg (Redundant) - Removal HV Large >10M | Defects | VEHL | Other - Add Note | [10 empty] | 67
Veg (Redundant) | Veg (Redundant) - Removal HV Small <10M | Defects | VEHS | Chipper | [10 empty] | 2
Veg (Redundant) | Veg (Redundant) - Removal HV Small <10M | Defects | VEHS | Climber | [10 empty] | 2
Veg (Redundant) | Veg (Redundant) - Removal HV Small <10M | Defects | VEHS | Climber & Chipper | [10 empty] | 2
Veg (Redundant) | Veg (Redundant) - Removal HV Small <10M | Defects | VEHS | EWP 2 Man Crew | [10 empty] | 2
Veg (Redundant) | Veg (Redundant) - Removal HV Small <10M | Defects | VEHS | EWP 2 Man Crew & Chipper | [10 empty] | 2
Veg (Redundant) | Veg (Redundant) - Removal HV Small <10M | Defects | VEHS | EWP 3 Man Crew | [10 empty] | 2
Veg (Redundant) | Veg (Redundant) - Removal HV Small <10M | Defects | VEHS | EWP 3 Man Crew & Chipper | [10 empty] | 2
Veg (Redundant) | Veg (Redundant) - Removal HV Small <10M | Defects | VEHS | Ground Crew | [10 empty] | 2
Veg (Redundant) | Veg (Redundant) - Removal HV Small <10M | Defects | VEHS | Ground Crew Slasher Mulcher | [10 empty] | 2
Veg (Redundant) | Veg (Redundant) - Removal HV Small <10M | Defects | VEHS | Other - Add Note | [10 empty] | 68
Veg (Redundant) | Veg (Redundant) - Removal LV Large >10M | Defects | VELL | Chipper | [10 empty] | 3
Veg (Redundant) | Veg (Redundant) - Removal LV Large >10M | Defects | VELL | Climber | [10 empty] | 3
Veg (Redundant) | Veg (Redundant) - Removal LV Large >10M | Defects | VELL | Climber & Chipper | [10 empty] | 3
Veg (Redundant) | Veg (Redundant) - Removal LV Large >10M | Defects | VELL | EWP 2 Man Crew | [10 empty] | 3
Veg (Redundant) | Veg (Redundant) - Removal LV Large >10M | Defects | VELL | EWP 2 Man Crew & Chipper | [10 empty] | 3
Veg (Redundant) | Veg (Redundant) - Removal LV Large >10M | Defects | VELL | EWP 3 Man Crew | [10 empty] | 3
Veg (Redundant) | Veg (Redundant) - Removal LV Large >10M | Defects | VELL | EWP 3 Man Crew & Chipper | [10 empty] | 3
Veg (Redundant) | Veg (Redundant) - Removal LV Large >10M | Defects | VELL | Ground Crew | [10 empty] | 3
Veg (Redundant) | Veg (Redundant) - Removal LV Large >10M | Defects | VELL | Ground Crew Slasher Mulcher | [10 empty] | 3
Veg (Redundant) | Veg (Redundant) - Removal LV Large >10M | Defects | VELL | Other - Add Note | [10 empty] | 69
Veg (Redundant) | Veg (Redundant) - Removal LV Small <10M | Defects | VELS | Chipper | [10 empty] | 4
Veg (Redundant) | Veg (Redundant) - Removal LV Small <10M | Defects | VELS | Climber | [10 empty] | 4
Veg (Redundant) | Veg (Redundant) - Removal LV Small <10M | Defects | VELS | Climber & Chipper | [10 empty] | 4
Veg (Redundant) | Veg (Redundant) - Removal LV Small <10M | Defects | VELS | EWP 2 Man Crew | [10 empty] | 4
Veg (Redundant) | Veg (Redundant) - Removal LV Small <10M | Defects | VELS | EWP 2 Man Crew & Chipper | [10 empty] | 4
Veg (Redundant) | Veg (Redundant) - Removal LV Small <10M | Defects | VELS | EWP 3 Man Crew | [10 empty] | 4
Veg (Redundant) | Veg (Redundant) - Removal LV Small <10M | Defects | VELS | EWP 3 Man Crew & Chipper | [10 empty] | 4
Veg (Redundant) | Veg (Redundant) - Removal LV Small <10M | Defects | VELS | Ground Crew | [10 empty] | 4
Veg (Redundant) | Veg (Redundant) - Removal LV Small <10M | Defects | VELS | Ground Crew Slasher Mulcher | [10 empty] | 4
Veg (Redundant) | Veg (Redundant) - Removal LV Small <10M | Defects | VELS | Other - Add Note | [10 empty] | 70
Veg (Redundant) | Veg (Redundant) - Slasher | Defects | VESL | Other - Add Note | [10 empty] | 71
Veg (Redundant) | Veg (Redundant) - Slasher | Defects | VESL | ReGrowth | [10 empty] | 4
Veg (Redundant) | Veg (Redundant) - Slashing | Defects | VSLG | ReGrowth | [10 empty] | 5
Veg (Redundant) | Veg (Redundant) - Spray Crew | Defects | VESC | Noxious Weeds | [10 empty] | 2
Veg (Redundant) | Veg (Redundant) - Spray Crew | Defects | VESC | Other - Add Note | [10 empty] | 72
Veg (Redundant) | Veg (Redundant) - Spray Crew | Defects | VESC | ReGrowth | [10 empty] | 6
Veg (Redundant) | Veg (Redundant) - Sucker Poisoning | Defects | VSPG | ReGrowth | [10 empty] | 7
Veg (Redundant) | Veg (Redundant) - Tree Touching Mains HV | Defects | VTTH | Chipper | [10 empty] | 5
Veg (Redundant) | Veg (Redundant) - Tree Touching Mains HV | Defects | VTTH | Climber | [10 empty] | 5
Veg (Redundant) | Veg (Redundant) - Tree Touching Mains HV | Defects | VTTH | Climber & Chipper | [10 empty] | 5
Veg (Redundant) | Veg (Redundant) - Tree Touching Mains HV | Defects | VTTH | EWP 2 Man Crew | [10 empty] | 5
Veg (Redundant) | Veg (Redundant) - Tree Touching Mains HV | Defects | VTTH | EWP 2 Man Crew & Chipper | [10 empty] | 5
Veg (Redundant) | Veg (Redundant) - Tree Touching Mains HV | Defects | VTTH | EWP 3 Man Crew | [10 empty] | 5
Veg (Redundant) | Veg (Redundant) - Tree Touching Mains HV | Defects | VTTH | EWP 3 Man Crew & Chipper | [10 empty] | 5
Veg (Redundant) | Veg (Redundant) - Tree Touching Mains HV | Defects | VTTH | Ground Crew | [10 empty] | 5
Veg (Redundant) | Veg (Redundant) - Tree Touching Mains HV | Defects | VTTH | Ground Crew Slasher Mulcher | [10 empty] | 5
Veg (Redundant) | Veg (Redundant) - Tree Touching Mains HV | Defects | VTTH | Other - Add Note | [10 empty] | 73
Veg (Redundant) | Veg (Redundant) - Tree Touching Mains LV | Defects | VTTL | Chipper | [10 empty] | 6
Veg (Redundant) | Veg (Redundant) - Tree Touching Mains LV | Defects | VTTL | Climber | [10 empty] | 6
Veg (Redundant) | Veg (Redundant) - Tree Touching Mains LV | Defects | VTTL | Climber & Chipper | [10 empty] | 6
Veg (Redundant) | Veg (Redundant) - Tree Touching Mains LV | Defects | VTTL | EWP 2 Man Crew | [10 empty] | 6
Veg (Redundant) | Veg (Redundant) - Tree Touching Mains LV | Defects | VTTL | EWP 2 Man Crew & Chipper | [10 empty] | 6
Veg (Redundant) | Veg (Redundant) - Tree Touching Mains LV | Defects | VTTL | EWP 3 Man Crew | [10 empty] | 6
Veg (Redundant) | Veg (Redundant) - Tree Touching Mains LV | Defects | VTTL | EWP 3 Man Crew & Chipper | [10 empty] | 6
Veg (Redundant) | Veg (Redundant) - Tree Touching Mains LV | Defects | VTTL | Ground Crew | [10 empty] | 6
Veg (Redundant) | Veg (Redundant) - Tree Touching Mains LV | Defects | VTTL | Ground Crew Slasher Mulcher | [10 empty] | 6
Veg (Redundant) | Veg (Redundant) - Tree Touching Mains LV | Defects | VTTL | Other - Add Note | [10 empty] | 74
Veg (Redundant) | Veg (Redundant) - Trim Covered Conductor - Service | Defects | VECS | Chipper | [10 empty] | 7
Veg (Redundant) | Veg (Redundant) - Trim Covered Conductor - Service | Defects | VECS | Climber | [10 empty] | 7
Veg (Redundant) | Veg (Redundant) - Trim Covered Conductor - Service | Defects | VECS | Climber & Chipper | [10 empty] | 7
Veg (Redundant) | Veg (Redundant) - Trim Covered Conductor - Service | Defects | VECS | EWP 2 Man Crew | [10 empty] | 7
Veg (Redundant) | Veg (Redundant) - Trim Covered Conductor - Service | Defects | VECS | EWP 2 Man Crew & Chipper | [10 empty] | 7
Veg (Redundant) | Veg (Redundant) - Trim Covered Conductor - Service | Defects | VECS | EWP 3 Man Crew | [10 empty] | 7
Veg (Redundant) | Veg (Redundant) - Trim Covered Conductor - Service | Defects | VECS | EWP 3 Man Crew & Chipper | [10 empty] | 7
Veg (Redundant) | Veg (Redundant) - Trim Covered Conductor - Service | Defects | VECS | Ground Crew | [10 empty] | 7
Veg (Redundant) | Veg (Redundant) - Trim Covered Conductor - Service | Defects | VECS | Ground Crew Slasher Mulcher | [10 empty] | 7
Veg (Redundant) | Veg (Redundant) - Trim Covered Conductor - Service | Defects | VECS | Other - Add Note | [10 empty] | 75
Veg (Redundant) | Veg (Redundant) - Trim Covered Conductor HV | Defects | VECH | Chipper | [10 empty] | 8
Veg (Redundant) | Veg (Redundant) - Trim Covered Conductor HV | Defects | VECH | Climber | [10 empty] | 8
Veg (Redundant) | Veg (Redundant) - Trim Covered Conductor HV | Defects | VECH | Climber & Chipper | [10 empty] | 8
Veg (Redundant) | Veg (Redundant) - Trim Covered Conductor HV | Defects | VECH | EWP 2 Man Crew | [10 empty] | 8
Veg (Redundant) | Veg (Redundant) - Trim Covered Conductor HV | Defects | VECH | EWP 2 Man Crew & Chipper | [10 empty] | 8
Veg (Redundant) | Veg (Redundant) - Trim Covered Conductor HV | Defects | VECH | EWP 3 Man Crew | [10 empty] | 8
Veg (Redundant) | Veg (Redundant) - Trim Covered Conductor HV | Defects | VECH | EWP 3 Man Crew & Chipper | [10 empty] | 8
Veg (Redundant) | Veg (Redundant) - Trim Covered Conductor HV | Defects | VECH | Ground Crew | [10 empty] | 8
Veg (Redundant) | Veg (Redundant) - Trim Covered Conductor HV | Defects | VECH | Ground Crew Slasher Mulcher | [10 empty] | 8
Veg (Redundant) | Veg (Redundant) - Trim Covered Conductor HV | Defects | VECH | Other - Add Note | [10 empty] | 76
Veg (Redundant) | Veg (Redundant) - Trim Covered Conductor LV | Defects | VECL | Chipper | [10 empty] | 9
Veg (Redundant) | Veg (Redundant) - Trim Covered Conductor LV | Defects | VECL | Climber | [10 empty] | 9
Veg (Redundant) | Veg (Redundant) - Trim Covered Conductor LV | Defects | VECL | Climber & Chipper | [10 empty] | 9
Veg (Redundant) | Veg (Redundant) - Trim Covered Conductor LV | Defects | VECL | EWP 2 Man Crew | [10 empty] | 9
Veg (Redundant) | Veg (Redundant) - Trim Covered Conductor LV | Defects | VECL | EWP 2 Man Crew & Chipper | [10 empty] | 9
Veg (Redundant) | Veg (Redundant) - Trim Covered Conductor LV | Defects | VECL | EWP 3 Man Crew | [10 empty] | 9
Veg (Redundant) | Veg (Redundant) - Trim Covered Conductor LV | Defects | VECL | EWP 3 Man Crew & Chipper | [10 empty] | 9
Veg (Redundant) | Veg (Redundant) - Trim Covered Conductor LV | Defects | VECL | Ground Crew | [10 empty] | 9
Veg (Redundant) | Veg (Redundant) - Trim Covered Conductor LV | Defects | VECL | Ground Crew Slasher Mulcher | [10 empty] | 9
Veg (Redundant) | Veg (Redundant) - Trim Covered Conductor LV | Defects | VECL | Other - Add Note | [10 empty] | 77
Vegetation | Vegetation - A1 - HV-inside clearance by 75-100% | Defects | VMN1 | Chipper | [10 empty] | 10
Vegetation | Vegetation - A1 - HV-inside clearance by 75-100% | Defects | VMN1 | Climber | [10 empty] | 10
Vegetation | Vegetation - A1 - HV-inside clearance by 75-100% | Defects | VMN1 | EWP 2 Man Crew | [10 empty] | 10
Vegetation | Vegetation - A1 - HV-inside clearance by 75-100% | Defects | VMN1 | EWP 2 Man Large | [10 empty] | 1
Vegetation | Vegetation - A1 - HV-inside clearance by 75-100% | Defects | VMN1 | EWP 3 Man Crew | [10 empty] | 10
Vegetation | Vegetation - A1 - HV-inside clearance by 75-100% | Defects | VMN1 | EWP 3 Man Large | [10 empty] | 1
Vegetation | Vegetation - A1 - HV-inside clearance by 75-100% | Defects | VMN1 | Ground Crew | [10 empty] | 10
Vegetation | Vegetation - A1 - HV-inside clearance by 75-100% | Defects | VMN1 | Ground Crew Slasher Mulcher | [10 empty] | 10
Vegetation | Vegetation - A1 - HV-inside clearance by 75-100% | Defects | VMN1 | Jarraff Machine | [10 empty] | 1
Vegetation | Vegetation - A1 - HV-inside clearance by 75-100% | Defects | VMN1 | Other - Add Note | [10 empty] | 78
Vegetation | Vegetation - A1 - LV-inside clearance by 75-100% | Defects | VMN5 | Chipper | [10 empty] | 11
Vegetation | Vegetation - A1 - LV-inside clearance by 75-100% | Defects | VMN5 | Climber | [10 empty] | 11
Vegetation | Vegetation - A1 - LV-inside clearance by 75-100% | Defects | VMN5 | EWP 2 Man Crew | [10 empty] | 11
Vegetation | Vegetation - A1 - LV-inside clearance by 75-100% | Defects | VMN5 | EWP 2 Man Large | [10 empty] | 2
Vegetation | Vegetation - A1 - LV-inside clearance by 75-100% | Defects | VMN5 | EWP 3 Man Crew | [10 empty] | 11
Vegetation | Vegetation - A1 - LV-inside clearance by 75-100% | Defects | VMN5 | EWP 3 Man Large | [10 empty] | 2
Vegetation | Vegetation - A1 - LV-inside clearance by 75-100% | Defects | VMN5 | Ground Crew | [10 empty] | 11
Vegetation | Vegetation - A1 - LV-inside clearance by 75-100% | Defects | VMN5 | Ground Crew Slasher Mulcher | [10 empty] | 11
Vegetation | Vegetation - A1 - LV-inside clearance by 75-100% | Defects | VMN5 | Jarraff Machine | [10 empty] | 2
Vegetation | Vegetation - A1 - LV-inside clearance by 75-100% | Defects | VMN5 | Other - Add Note | [10 empty] | 79
Vegetation | Vegetation - A2 - HV-inside clearance by 50-75% | Defects | VMN2 | Chipper | [10 empty] | 12
Vegetation | Vegetation - A2 - HV-inside clearance by 50-75% | Defects | VMN2 | Climber | [10 empty] | 12
Vegetation | Vegetation - A2 - HV-inside clearance by 50-75% | Defects | VMN2 | EWP 2 Man Crew | [10 empty] | 12
Vegetation | Vegetation - A2 - HV-inside clearance by 50-75% | Defects | VMN2 | EWP 2 Man Large | [10 empty] | 3
Vegetation | Vegetation - A2 - HV-inside clearance by 50-75% | Defects | VMN2 | EWP 3 Man Crew | [10 empty] | 12
Vegetation | Vegetation - A2 - HV-inside clearance by 50-75% | Defects | VMN2 | EWP 3 Man Large | [10 empty] | 3
Vegetation | Vegetation - A2 - HV-inside clearance by 50-75% | Defects | VMN2 | Ground Crew | [10 empty] | 12
Vegetation | Vegetation - A2 - HV-inside clearance by 50-75% | Defects | VMN2 | Ground Crew Slasher Mulcher | [10 empty] | 12
Vegetation | Vegetation - A2 - HV-inside clearance by 50-75% | Defects | VMN2 | Jarraff Machine | [10 empty] | 3
Vegetation | Vegetation - A2 - HV-inside clearance by 50-75% | Defects | VMN2 | Other - Add Note | [10 empty] | 80
Vegetation | Vegetation - A2 - LV-inside clearance by 50-75% | Defects | VMN6 | Chipper | [10 empty] | 13
Vegetation | Vegetation - A2 - LV-inside clearance by 50-75% | Defects | VMN6 | Climber | [10 empty] | 13
Vegetation | Vegetation - A2 - LV-inside clearance by 50-75% | Defects | VMN6 | EWP 2 Man Crew | [10 empty] | 13
Vegetation | Vegetation - A2 - LV-inside clearance by 50-75% | Defects | VMN6 | EWP 2 Man Large | [10 empty] | 4
Vegetation | Vegetation - A2 - LV-inside clearance by 50-75% | Defects | VMN6 | EWP 3 Man Crew | [10 empty] | 13
Vegetation | Vegetation - A2 - LV-inside clearance by 50-75% | Defects | VMN6 | EWP 3 Man Large | [10 empty] | 4
Vegetation | Vegetation - A2 - LV-inside clearance by 50-75% | Defects | VMN6 | Ground Crew | [10 empty] | 13
Vegetation | Vegetation - A2 - LV-inside clearance by 50-75% | Defects | VMN6 | Ground Crew Slasher Mulcher | [10 empty] | 13
Vegetation | Vegetation - A2 - LV-inside clearance by 50-75% | Defects | VMN6 | Jarraff Machine | [10 empty] | 4
Vegetation | Vegetation - A2 - LV-inside clearance by 50-75% | Defects | VMN6 | Other - Add Note | [10 empty] | 81
Vegetation | Vegetation - A3 - HV-inside clearance by 25-50% | Defects | VMN3 | EWP 2 Man Crew | [10 empty] | 14
Vegetation | Vegetation - A3 - LV-inside clearance by 25-50% | Defects | VMN7 | EWP 2 Man Crew | [10 empty] | 15
Vegetation | Vegetation - A4 - HV-inside clearance by 0-25% | Defects | VMN4 | EWP 2 Man Crew | [10 empty] | 16
Vegetation | Vegetation - A4 - LV-inside clearance by 0-25% | Defects | VMN8 | EWP 2 Man Crew | [10 empty] | 17
Vegetation | Vegetation - Access Track Repair | Defects | VTRR | Defect Rectification - Veg Clearing Required | [10 empty] | 1
Vegetation | Vegetation - Access Track Repair | Defects | VTRR | Pole Inspection - Veg Clearing Required | [10 empty] | 1
Vegetation | Vegetation - Environmental Assessment Required | Defects | VEAR | Coastal Wet Lands | [10 empty] | 1
Vegetation | Vegetation - Environmental Assessment Required | Defects | VEAR | Heritage Site | [10 empty] | 1
Vegetation | Vegetation - Environmental Assessment Required | Defects | VEAR | National Park | [10 empty] | 1
Vegetation | Vegetation - Environmental Assessment Required | Defects | VEAR | Nature Reserve | [10 empty] | 1
Vegetation | Vegetation - Environmental Assessment Required | Defects | VEAR | Private Land | [10 empty] | 1
Vegetation | Vegetation - Environmental Assessment Required | Defects | VEAR | Road Reserve | [10 empty] | 1
Vegetation | Vegetation - Environmental Assessment Required | Defects | VEAR | State Forest | [10 empty] | 1
Vegetation | Vegetation - Groundline | Defects | VGRD | Chipper | [10 empty] | 14
Vegetation | Vegetation - Groundline | Defects | VGRD | Ground Crew | [10 empty] | 14
Vegetation | Vegetation - Groundline | Defects | VGRD | Ground Crew Cut Stump | [10 empty] | 1
Vegetation | Vegetation - Groundline | Defects | VGRD | Ground Crew Foliage Spraying | [10 empty] | 1
Vegetation | Vegetation - Groundline | Defects | VGRD | Ground Crew Poison | [10 empty] | 1
Vegetation | Vegetation - Groundline | Defects | VGRD | Ground Crew Poison Follow Up | [10 empty] | 1
Vegetation | Vegetation - Groundline | Defects | VGRD | Ground Crew Slasher | [10 empty] | 1
Vegetation | Vegetation - Groundline | Defects | VGRD | Ground Crew Slasher Mulcher | [10 empty] | 14
Vegetation | Vegetation - Groundline | Defects | VGRD | Ground Crew Stem Injecting | [10 empty] | 1
Vegetation | Vegetation - Groundline | Defects | VGRD | Jarraff Machine | [10 empty] | 5
Vegetation | Vegetation - Groundline | Defects | VGRD | Other - Add Note | [10 empty] | 82
Vegetation | Vegetation - Groundline Heavy | Defects | GLHE | Chipper | [10 empty] | 15
Vegetation | Vegetation - Groundline Heavy | Defects | GLHE | Ground Crew | [10 empty] | 15
Vegetation | Vegetation - Groundline Heavy | Defects | GLHE | Ground Crew Cut Stump | [10 empty] | 2
Vegetation | Vegetation - Groundline Heavy | Defects | GLHE | Ground Crew Foliage Spraying | [10 empty] | 2
Vegetation | Vegetation - Groundline Heavy | Defects | GLHE | Ground Crew Poison | [10 empty] | 2
Vegetation | Vegetation - Groundline Heavy | Defects | GLHE | Ground Crew Poison Follow Up | [10 empty] | 2
Vegetation | Vegetation - Groundline Heavy | Defects | GLHE | Ground Crew Slasher | [10 empty] | 2
Vegetation | Vegetation - Groundline Heavy | Defects | GLHE | Ground Crew Slasher Mulcher | [10 empty] | 15
Vegetation | Vegetation - Groundline Heavy | Defects | GLHE | Ground Crew Stem Injecting | [10 empty] | 2
Vegetation | Vegetation - Groundline Heavy | Defects | GLHE | Jarraff Machine | [10 empty] | 6
Vegetation | Vegetation - Groundline Heavy | Defects | GLHE | Other - Add Note | [10 empty] | 83
Vegetation | Vegetation - Groundline Light | Defects | GLLI | Chipper | [10 empty] | 16
Vegetation | Vegetation - Groundline Light | Defects | GLLI | Ground Crew | [10 empty] | 16
Vegetation | Vegetation - Groundline Light | Defects | GLLI | Ground Crew Cut Stump | [10 empty] | 3
Vegetation | Vegetation - Groundline Light | Defects | GLLI | Ground Crew Foliage Spraying | [10 empty] | 3
Vegetation | Vegetation - Groundline Light | Defects | GLLI | Ground Crew Poison | [10 empty] | 3
Vegetation | Vegetation - Groundline Light | Defects | GLLI | Ground Crew Poison Follow Up | [10 empty] | 3
Vegetation | Vegetation - Groundline Light | Defects | GLLI | Ground Crew Slasher | [10 empty] | 3
Vegetation | Vegetation - Groundline Light | Defects | GLLI | Ground Crew Slasher Mulcher | [10 empty] | 16
Vegetation | Vegetation - Groundline Light | Defects | GLLI | Ground Crew Stem Injecting | [10 empty] | 3
Vegetation | Vegetation - Groundline Light | Defects | GLLI | Jarraff Machine | [10 empty] | 7
Vegetation | Vegetation - Groundline Light | Defects | GLLI | Other - Add Note | [10 empty] | 84
Vegetation | Vegetation - Groundline Medium | Defects | GLME | Chipper | [10 empty] | 17
Vegetation | Vegetation - Groundline Medium | Defects | GLME | Ground Crew | [10 empty] | 17
Vegetation | Vegetation - Groundline Medium | Defects | GLME | Ground Crew Cut Stump | [10 empty] | 4
Vegetation | Vegetation - Groundline Medium | Defects | GLME | Ground Crew Foliage Spraying | [10 empty] | 4
Vegetation | Vegetation - Groundline Medium | Defects | GLME | Ground Crew Poison | [10 empty] | 4
Vegetation | Vegetation - Groundline Medium | Defects | GLME | Ground Crew Poison Follow Up | [10 empty] | 4
Vegetation | Vegetation - Groundline Medium | Defects | GLME | Ground Crew Slasher | [10 empty] | 4
Vegetation | Vegetation - Groundline Medium | Defects | GLME | Ground Crew Slasher Mulcher | [10 empty] | 17
Vegetation | Vegetation - Groundline Medium | Defects | GLME | Ground Crew Stem Injecting | [10 empty] | 4
Vegetation | Vegetation - Groundline Medium | Defects | GLME | Jarraff Machine | [10 empty] | 8
Vegetation | Vegetation - Groundline Medium | Defects | GLME | Other - Add Note | [10 empty] | 85
Vegetation | Vegetation - LIDAR - Touching Mains HV | Defects | VMN9 | Chipper | [10 empty] | 18
Vegetation | Vegetation - LIDAR - Touching Mains HV | Defects | VMN9 | Climber | [10 empty] | 14
Vegetation | Vegetation - LIDAR - Touching Mains HV | Defects | VMN9 | EWP 2 Man Crew | [10 empty] | 18
Vegetation | Vegetation - LIDAR - Touching Mains HV | Defects | VMN9 | EWP 2 Man Large | [10 empty] | 5
Vegetation | Vegetation - LIDAR - Touching Mains HV | Defects | VMN9 | EWP 3 Man Crew | [10 empty] | 14
Vegetation | Vegetation - LIDAR - Touching Mains HV | Defects | VMN9 | EWP 3 Man Large | [10 empty] | 5
Vegetation | Vegetation - LIDAR - Touching Mains HV | Defects | VMN9 | Ground Crew | [10 empty] | 18
Vegetation | Vegetation - LIDAR - Touching Mains HV | Defects | VMN9 | Ground Crew Slasher Mulcher | [10 empty] | 18
Vegetation | Vegetation - LIDAR - Touching Mains HV | Defects | VMN9 | Jarraff Machine | [10 empty] | 9
Vegetation | Vegetation - LIDAR - Touching Mains HV | Defects | VMN9 | Other - Add Note | [10 empty] | 86
Vegetation | Vegetation - New Plantings | Defects | NWPG | Other - Add Note | [10 empty] | 87
Vegetation | Vegetation - Noxious Weeds | Defects | NXWE | Other - Add Note | [10 empty] | 88
Vegetation | Vegetation - Removal HV Large >10M | Defects | RHLI | Chipper | [10 empty] | 19
Vegetation | Vegetation - Removal HV Large >10M | Defects | RHLI | Climber | [10 empty] | 15
Vegetation | Vegetation - Removal HV Large >10M | Defects | RHLI | EWP 2 Man Crew | [10 empty] | 19
Vegetation | Vegetation - Removal HV Large >10M | Defects | RHLI | EWP 2 Man Large | [10 empty] | 6
Vegetation | Vegetation - Removal HV Large >10M | Defects | RHLI | EWP 3 Man Crew | [10 empty] | 15
Vegetation | Vegetation - Removal HV Large >10M | Defects | RHLI | EWP 3 Man Large | [10 empty] | 6
Vegetation | Vegetation - Removal HV Large >10M | Defects | RHLI | Ground Crew | [10 empty] | 19
Vegetation | Vegetation - Removal HV Large >10M | Defects | RHLI | Ground Crew Slasher Mulcher | [10 empty] | 19
Vegetation | Vegetation - Removal HV Large >10M | Defects | RHLI | Jarraff Machine | [10 empty] | 10
Vegetation | Vegetation - Removal HV Large >10M | Defects | RHLI | Other - Add Note | [10 empty] | 89
Vegetation | Vegetation - Removal HV Large >10M Dense | Defects | RHLD | Chipper | [10 empty] | 20
Vegetation | Vegetation - Removal HV Large >10M Dense | Defects | RHLD | Climber | [10 empty] | 16
Vegetation | Vegetation - Removal HV Large >10M Dense | Defects | RHLD | EWP 2 Man Crew | [10 empty] | 20
Vegetation | Vegetation - Removal HV Large >10M Dense | Defects | RHLD | EWP 2 Man Large | [10 empty] | 7
Vegetation | Vegetation - Removal HV Large >10M Dense | Defects | RHLD | EWP 3 Man Crew | [10 empty] | 16
Vegetation | Vegetation - Removal HV Large >10M Dense | Defects | RHLD | EWP 3 Man Large | [10 empty] | 7
Vegetation | Vegetation - Removal HV Large >10M Dense | Defects | RHLD | Ground Crew | [10 empty] | 20
Vegetation | Vegetation - Removal HV Large >10M Dense | Defects | RHLD | Ground Crew Slasher Mulcher | [10 empty] | 20
Vegetation | Vegetation - Removal HV Large >10M Dense | Defects | RHLD | Jarraff Machine | [10 empty] | 11
Vegetation | Vegetation - Removal HV Large >10M Dense | Defects | RHLD | Other - Add Note | [10 empty] | 90
Vegetation | Vegetation - Removal HV Small <10M | Defects | RHSI | Chipper | [10 empty] | 21
Vegetation | Vegetation - Removal HV Small <10M | Defects | RHSI | Climber | [10 empty] | 17
Vegetation | Vegetation - Removal HV Small <10M | Defects | RHSI | EWP 2 Man Crew | [10 empty] | 21
Vegetation | Vegetation - Removal HV Small <10M | Defects | RHSI | EWP 2 Man Large | [10 empty] | 8
Vegetation | Vegetation - Removal HV Small <10M | Defects | RHSI | EWP 3 Man Crew | [10 empty] | 17
Vegetation | Vegetation - Removal HV Small <10M | Defects | RHSI | EWP 3 Man Large | [10 empty] | 8
Vegetation | Vegetation - Removal HV Small <10M | Defects | RHSI | Ground Crew | [10 empty] | 21
Vegetation | Vegetation - Removal HV Small <10M | Defects | RHSI | Ground Crew Slasher Mulcher | [10 empty] | 21
Vegetation | Vegetation - Removal HV Small <10M | Defects | RHSI | Jarraff Machine | [10 empty] | 12
Vegetation | Vegetation - Removal HV Small <10M | Defects | RHSI | Other - Add Note | [10 empty] | 91
Vegetation | Vegetation - Removal HV Small <10M Dense | Defects | RHSD | Chipper | [10 empty] | 22
Vegetation | Vegetation - Removal HV Small <10M Dense | Defects | RHSD | Climber | [10 empty] | 18
Vegetation | Vegetation - Removal HV Small <10M Dense | Defects | RHSD | EWP 2 Man Crew | [10 empty] | 22
Vegetation | Vegetation - Removal HV Small <10M Dense | Defects | RHSD | EWP 2 Man Large | [10 empty] | 9
Vegetation | Vegetation - Removal HV Small <10M Dense | Defects | RHSD | EWP 3 Man Crew | [10 empty] | 18
Vegetation | Vegetation - Removal HV Small <10M Dense | Defects | RHSD | EWP 3 Man Large | [10 empty] | 9
Vegetation | Vegetation - Removal HV Small <10M Dense | Defects | RHSD | Ground Crew | [10 empty] | 22
Vegetation | Vegetation - Removal HV Small <10M Dense | Defects | RHSD | Ground Crew Slasher Mulcher | [10 empty] | 22
Vegetation | Vegetation - Removal HV Small <10M Dense | Defects | RHSD | Jarraff Machine | [10 empty] | 13
Vegetation | Vegetation - Removal HV Small <10M Dense | Defects | RHSD | Other - Add Note | [10 empty] | 92
Vegetation | Vegetation - Removal LV Large >10M | Defects | RLLI | Chipper | [10 empty] | 23
Vegetation | Vegetation - Removal LV Large >10M | Defects | RLLI | Climber | [10 empty] | 19
Vegetation | Vegetation - Removal LV Large >10M | Defects | RLLI | EWP 2 Man Crew | [10 empty] | 23
Vegetation | Vegetation - Removal LV Large >10M | Defects | RLLI | EWP 2 Man Large | [10 empty] | 10
Vegetation | Vegetation - Removal LV Large >10M | Defects | RLLI | EWP 3 Man Crew | [10 empty] | 19
Vegetation | Vegetation - Removal LV Large >10M | Defects | RLLI | EWP 3 Man Large | [10 empty] | 10
Vegetation | Vegetation - Removal LV Large >10M | Defects | RLLI | Ground Crew | [10 empty] | 23
Vegetation | Vegetation - Removal LV Large >10M | Defects | RLLI | Ground Crew Slasher Mulcher | [10 empty] | 23
Vegetation | Vegetation - Removal LV Large >10M | Defects | RLLI | Jarraff Machine | [10 empty] | 14
Vegetation | Vegetation - Removal LV Large >10M | Defects | RLLI | Other - Add Note | [10 empty] | 93
Vegetation | Vegetation - Removal LV Large >10M Dense | Defects | RLLD | Chipper | [10 empty] | 24
Vegetation | Vegetation - Removal LV Large >10M Dense | Defects | RLLD | Climber | [10 empty] | 20
Vegetation | Vegetation - Removal LV Large >10M Dense | Defects | RLLD | EWP 2 Man Crew | [10 empty] | 24
Vegetation | Vegetation - Removal LV Large >10M Dense | Defects | RLLD | EWP 2 Man Large | [10 empty] | 11
Vegetation | Vegetation - Removal LV Large >10M Dense | Defects | RLLD | EWP 3 Man Crew | [10 empty] | 20
Vegetation | Vegetation - Removal LV Large >10M Dense | Defects | RLLD | EWP 3 Man Large | [10 empty] | 11
Vegetation | Vegetation - Removal LV Large >10M Dense | Defects | RLLD | Ground Crew | [10 empty] | 24
Vegetation | Vegetation - Removal LV Large >10M Dense | Defects | RLLD | Ground Crew Slasher Mulcher | [10 empty] | 24
Vegetation | Vegetation - Removal LV Large >10M Dense | Defects | RLLD | Jarraff Machine | [10 empty] | 15
Vegetation | Vegetation - Removal LV Large >10M Dense | Defects | RLLD | Other - Add Note | [10 empty] | 94
Vegetation | Vegetation - Removal LV Small <10M | Defects | RLSI | Chipper | [10 empty] | 25
Vegetation | Vegetation - Removal LV Small <10M | Defects | RLSI | Climber | [10 empty] | 21
Vegetation | Vegetation - Removal LV Small <10M | Defects | RLSI | EWP 2 Man Crew | [10 empty] | 25
Vegetation | Vegetation - Removal LV Small <10M | Defects | RLSI | EWP 2 Man Large | [10 empty] | 12
Vegetation | Vegetation - Removal LV Small <10M | Defects | RLSI | EWP 3 Man Crew | [10 empty] | 21
Vegetation | Vegetation - Removal LV Small <10M | Defects | RLSI | EWP 3 Man Large | [10 empty] | 12
Vegetation | Vegetation - Removal LV Small <10M | Defects | RLSI | Ground Crew | [10 empty] | 25
Vegetation | Vegetation - Removal LV Small <10M | Defects | RLSI | Ground Crew Slasher Mulcher | [10 empty] | 25
Vegetation | Vegetation - Removal LV Small <10M | Defects | RLSI | Jarraff Machine | [10 empty] | 16
Vegetation | Vegetation - Removal LV Small <10M | Defects | RLSI | Other - Add Note | [10 empty] | 95
Vegetation | Vegetation - Removal LV Small <10M Dense | Defects | RLSD | Chipper | [10 empty] | 26
Vegetation | Vegetation - Removal LV Small <10M Dense | Defects | RLSD | Climber | [10 empty] | 22
Vegetation | Vegetation - Removal LV Small <10M Dense | Defects | RLSD | EWP 2 Man Crew | [10 empty] | 26
Vegetation | Vegetation - Removal LV Small <10M Dense | Defects | RLSD | EWP 2 Man Large | [10 empty] | 13
Vegetation | Vegetation - Removal LV Small <10M Dense | Defects | RLSD | EWP 3 Man Crew | [10 empty] | 22
Vegetation | Vegetation - Removal LV Small <10M Dense | Defects | RLSD | EWP 3 Man Large | [10 empty] | 13
Vegetation | Vegetation - Removal LV Small <10M Dense | Defects | RLSD | Ground Crew | [10 empty] | 26
Vegetation | Vegetation - Removal LV Small <10M Dense | Defects | RLSD | Ground Crew Slasher Mulcher | [10 empty] | 26
Vegetation | Vegetation - Removal LV Small <10M Dense | Defects | RLSD | Jarraff Machine | [10 empty] | 17
Vegetation | Vegetation - Removal LV Small <10M Dense | Defects | RLSD | Other - Add Note | [10 empty] | 96
Vegetation | Vegetation - Remove Hazard Tree (inside corridor) | Defects | RHTI | Chipper | [10 empty] | 27
Vegetation | Vegetation - Remove Hazard Tree (inside corridor) | Defects | RHTI | Climber | [10 empty] | 23
Vegetation | Vegetation - Remove Hazard Tree (inside corridor) | Defects | RHTI | EWP 2 Man Crew | [10 empty] | 27
Vegetation | Vegetation - Remove Hazard Tree (inside corridor) | Defects | RHTI | EWP 2 Man Large | [10 empty] | 14
Vegetation | Vegetation - Remove Hazard Tree (inside corridor) | Defects | RHTI | EWP 3 Man Crew | [10 empty] | 23
Vegetation | Vegetation - Remove Hazard Tree (inside corridor) | Defects | RHTI | EWP 3 Man Large | [10 empty] | 14
Vegetation | Vegetation - Remove Hazard Tree (inside corridor) | Defects | RHTI | Ground Crew | [10 empty] | 27
Vegetation | Vegetation - Remove Hazard Tree (inside corridor) | Defects | RHTI | Ground Crew Slasher Mulcher | [10 empty] | 27
Vegetation | Vegetation - Remove Hazard Tree (inside corridor) | Defects | RHTI | Other - Add Note | [10 empty] | 97
Vegetation | Vegetation - Remove Hazard Tree (outside corridor) | Defects | RHTC | Chipper | [10 empty] | 28
Vegetation | Vegetation - Remove Hazard Tree (outside corridor) | Defects | RHTC | Climber | [10 empty] | 24
Vegetation | Vegetation - Remove Hazard Tree (outside corridor) | Defects | RHTC | EWP 2 Man Crew | [10 empty] | 28
Vegetation | Vegetation - Remove Hazard Tree (outside corridor) | Defects | RHTC | EWP 2 Man Large | [10 empty] | 15
Vegetation | Vegetation - Remove Hazard Tree (outside corridor) | Defects | RHTC | EWP 3 Man Crew | [10 empty] | 24
Vegetation | Vegetation - Remove Hazard Tree (outside corridor) | Defects | RHTC | EWP 3 Man Large | [10 empty] | 15
Vegetation | Vegetation - Remove Hazard Tree (outside corridor) | Defects | RHTC | Ground Crew | [10 empty] | 28
Vegetation | Vegetation - Remove Hazard Tree (outside corridor) | Defects | RHTC | Ground Crew Slasher Mulcher | [10 empty] | 28
Vegetation | Vegetation - Remove Hazard Tree (outside corridor) | Defects | RHTC | Other - Add Note | [10 empty] | 98
Vegetation | Vegetation - Touching Mains HV | Defects | TTHS | Chipper | [10 empty] | 29
Vegetation | Vegetation - Touching Mains HV | Defects | TTHS | Climber | [10 empty] | 25
Vegetation | Vegetation - Touching Mains HV | Defects | TTHS | EWP 2 Man Crew | [10 empty] | 29
Vegetation | Vegetation - Touching Mains HV | Defects | TTHS | EWP 2 Man Large | [10 empty] | 16
Vegetation | Vegetation - Touching Mains HV | Defects | TTHS | EWP 3 Man Crew | [10 empty] | 25
Vegetation | Vegetation - Touching Mains HV | Defects | TTHS | EWP 3 Man Large | [10 empty] | 16
Vegetation | Vegetation - Touching Mains HV | Defects | TTHS | Ground Crew | [10 empty] | 29
Vegetation | Vegetation - Touching Mains HV | Defects | TTHS | Ground Crew Slasher Mulcher | [10 empty] | 29
Vegetation | Vegetation - Touching Mains HV | Defects | TTHS | Jarraff Machine | [10 empty] | 18
Vegetation | Vegetation - Touching Mains HV | Defects | TTHS | Other - Add Note | [10 empty] | 99
Vegetation | Vegetation - Touching Mains HV Avenue | Defects | TTHA | Chipper | [10 empty] | 30
Vegetation | Vegetation - Touching Mains HV Avenue | Defects | TTHA | Climber | [10 empty] | 26
Vegetation | Vegetation - Touching Mains HV Avenue | Defects | TTHA | EWP 2 Man Crew | [10 empty] | 30
Vegetation | Vegetation - Touching Mains HV Avenue | Defects | TTHA | EWP 2 Man Large | [10 empty] | 17
Vegetation | Vegetation - Touching Mains HV Avenue | Defects | TTHA | EWP 3 Man Crew | [10 empty] | 26
Vegetation | Vegetation - Touching Mains HV Avenue | Defects | TTHA | EWP 3 Man Large | [10 empty] | 17
Vegetation | Vegetation - Touching Mains HV Avenue | Defects | TTHA | Ground Crew | [10 empty] | 30
Vegetation | Vegetation - Touching Mains HV Avenue | Defects | TTHA | Ground Crew Slasher Mulcher | [10 empty] | 30
Vegetation | Vegetation - Touching Mains HV Avenue | Defects | TTHA | Jarraff Machine | [10 empty] | 19
Vegetation | Vegetation - Touching Mains HV Avenue | Defects | TTHA | Other - Add Note | [10 empty] | 100
Vegetation | Vegetation - Touching Mains HV Corridor | Defects | TTHC | Chipper | [10 empty] | 31
Vegetation | Vegetation - Touching Mains HV Corridor | Defects | TTHC | Climber | [10 empty] | 27
Vegetation | Vegetation - Touching Mains HV Corridor | Defects | TTHC | EWP 2 Man Crew | [10 empty] | 31
Vegetation | Vegetation - Touching Mains HV Corridor | Defects | TTHC | EWP 2 Man Large | [10 empty] | 18
Vegetation | Vegetation - Touching Mains HV Corridor | Defects | TTHC | EWP 3 Man Crew | [10 empty] | 27
Vegetation | Vegetation - Touching Mains HV Corridor | Defects | TTHC | EWP 3 Man Large | [10 empty] | 18
Vegetation | Vegetation - Touching Mains HV Corridor | Defects | TTHC | Ground Crew | [10 empty] | 31
Vegetation | Vegetation - Touching Mains HV Corridor | Defects | TTHC | Ground Crew Slasher Mulcher | [10 empty] | 31
Vegetation | Vegetation - Touching Mains HV Corridor | Defects | TTHC | Jarraff Machine | [10 empty] | 20
Vegetation | Vegetation - Touching Mains HV Corridor | Defects | TTHC | Other - Add Note | [10 empty] | 101
Vegetation | Vegetation - Touching Mains LV | Defects | TTLS | Chipper | [10 empty] | 32
Vegetation | Vegetation - Touching Mains LV | Defects | TTLS | Climber | [10 empty] | 28
Vegetation | Vegetation - Touching Mains LV | Defects | TTLS | EWP 2 Man Crew | [10 empty] | 32
Vegetation | Vegetation - Touching Mains LV | Defects | TTLS | EWP 2 Man Large | [10 empty] | 19
Vegetation | Vegetation - Touching Mains LV | Defects | TTLS | EWP 3 Man Crew | [10 empty] | 28
Vegetation | Vegetation - Touching Mains LV | Defects | TTLS | EWP 3 Man Large | [10 empty] | 19
Vegetation | Vegetation - Touching Mains LV | Defects | TTLS | Ground Crew | [10 empty] | 32
Vegetation | Vegetation - Touching Mains LV | Defects | TTLS | Ground Crew Slasher Mulcher | [10 empty] | 32
Vegetation | Vegetation - Touching Mains LV | Defects | TTLS | Jarraff Machine | [10 empty] | 21
Vegetation | Vegetation - Touching Mains LV | Defects | TTLS | Other - Add Note | [10 empty] | 102
Vegetation | Vegetation - Touching Mains LV Avenue | Defects | TTLA | Chipper | [10 empty] | 33
Vegetation | Vegetation - Touching Mains LV Avenue | Defects | TTLA | Climber | [10 empty] | 29
Vegetation | Vegetation - Touching Mains LV Avenue | Defects | TTLA | EWP 2 Man Crew | [10 empty] | 33
Vegetation | Vegetation - Touching Mains LV Avenue | Defects | TTLA | EWP 2 Man Large | [10 empty] | 20
Vegetation | Vegetation - Touching Mains LV Avenue | Defects | TTLA | EWP 3 Man Crew | [10 empty] | 29
Vegetation | Vegetation - Touching Mains LV Avenue | Defects | TTLA | EWP 3 Man Large | [10 empty] | 20
Vegetation | Vegetation - Touching Mains LV Avenue | Defects | TTLA | Ground Crew | [10 empty] | 33
Vegetation | Vegetation - Touching Mains LV Avenue | Defects | TTLA | Ground Crew Slasher Mulcher | [10 empty] | 33
Vegetation | Vegetation - Touching Mains LV Avenue | Defects | TTLA | Jarraff Machine | [10 empty] | 22
Vegetation | Vegetation - Touching Mains LV Avenue | Defects | TTLA | Other - Add Note | [10 empty] | 103
Vegetation | Vegetation - Touching Mains LV Corridor | Defects | TTLC | Chipper | [10 empty] | 34
Vegetation | Vegetation - Touching Mains LV Corridor | Defects | TTLC | Climber | [10 empty] | 30
Vegetation | Vegetation - Touching Mains LV Corridor | Defects | TTLC | EWP 2 Man Crew | [10 empty] | 34
Vegetation | Vegetation - Touching Mains LV Corridor | Defects | TTLC | EWP 2 Man Large | [10 empty] | 21
Vegetation | Vegetation - Touching Mains LV Corridor | Defects | TTLC | EWP 3 Man Crew | [10 empty] | 30
Vegetation | Vegetation - Touching Mains LV Corridor | Defects | TTLC | EWP 3 Man Large | [10 empty] | 21
Vegetation | Vegetation - Touching Mains LV Corridor | Defects | TTLC | Ground Crew | [10 empty] | 34
Vegetation | Vegetation - Touching Mains LV Corridor | Defects | TTLC | Ground Crew Slasher Mulcher | [10 empty] | 34
Vegetation | Vegetation - Touching Mains LV Corridor | Defects | TTLC | Jarraff Machine | [10 empty] | 23
Vegetation | Vegetation - Touching Mains LV Corridor | Defects | TTLC | Other - Add Note | [10 empty] | 104
Vegetation | Vegetation - Tree Near Mains 132kV 3m - 6.0m | Defects | VMTR | Chipper | [10 empty] | 35
Vegetation | Vegetation - Tree Near Mains 132kV 3m - 6.0m | Defects | VMTR | Climber | [10 empty] | 31
Vegetation | Vegetation - Tree Near Mains 132kV 3m - 6.0m | Defects | VMTR | EWP 2 Man Crew | [10 empty] | 35
Vegetation | Vegetation - Tree Near Mains 132kV 3m - 6.0m | Defects | VMTR | EWP 2 Man Large | [10 empty] | 22
Vegetation | Vegetation - Tree Near Mains 132kV 3m - 6.0m | Defects | VMTR | EWP 3 Man Crew | [10 empty] | 31
Vegetation | Vegetation - Tree Near Mains 132kV 3m - 6.0m | Defects | VMTR | EWP 3 Man Large | [10 empty] | 22
Vegetation | Vegetation - Tree Near Mains 132kV 3m - 6.0m | Defects | VMTR | Ground Crew | [10 empty] | 35
Vegetation | Vegetation - Tree Near Mains 132kV 3m - 6.0m | Defects | VMTR | Ground Crew Slasher Mulcher | [10 empty] | 35
Vegetation | Vegetation - Tree Near Mains 132kV 3m - 6.0m | Defects | VMTR | Jarraff Machine | [10 empty] | 24
Vegetation | Vegetation - Tree Near Mains 132kV 3m - 6.0m | Defects | VMTR | Other - Add Note | [10 empty] | 105
Vegetation | Vegetation - Tree Near Mains HV - Overhang | Defects | VMHO | Chipper | [10 empty] | 36
Vegetation | Vegetation - Tree Near Mains HV - Overhang | Defects | VMHO | Climber | [10 empty] | 32
Vegetation | Vegetation - Tree Near Mains HV - Overhang | Defects | VMHO | EWP 2 Man Crew | [10 empty] | 36
Vegetation | Vegetation - Tree Near Mains HV - Overhang | Defects | VMHO | EWP 2 Man Large | [10 empty] | 23
Vegetation | Vegetation - Tree Near Mains HV - Overhang | Defects | VMHO | EWP 3 Man Crew | [10 empty] | 32
Vegetation | Vegetation - Tree Near Mains HV - Overhang | Defects | VMHO | EWP 3 Man Large | [10 empty] | 23
Vegetation | Vegetation - Tree Near Mains HV - Overhang | Defects | VMHO | Ground Crew | [10 empty] | 36
Vegetation | Vegetation - Tree Near Mains HV - Overhang | Defects | VMHO | Ground Crew Slasher Mulcher | [10 empty] | 36
Vegetation | Vegetation - Tree Near Mains HV - Overhang | Defects | VMHO | Jarraff Machine | [10 empty] | 25
Vegetation | Vegetation - Tree Near Mains HV - Overhang | Defects | VMHO | Other - Add Note | [10 empty] | 106
Vegetation | Vegetation - Tree Near Mains HV 0m - 1.5m | Defects | VMHB | Chipper | [10 empty] | 37
Vegetation | Vegetation - Tree Near Mains HV 0m - 1.5m | Defects | VMHB | Climber | [10 empty] | 33
Vegetation | Vegetation - Tree Near Mains HV 0m - 1.5m | Defects | VMHB | EWP 2 Man Crew | [10 empty] | 37
Vegetation | Vegetation - Tree Near Mains HV 0m - 1.5m | Defects | VMHB | EWP 2 Man Large | [10 empty] | 24
Vegetation | Vegetation - Tree Near Mains HV 0m - 1.5m | Defects | VMHB | EWP 3 Man Crew | [10 empty] | 33
Vegetation | Vegetation - Tree Near Mains HV 0m - 1.5m | Defects | VMHB | EWP 3 Man Large | [10 empty] | 24
Vegetation | Vegetation - Tree Near Mains HV 0m - 1.5m | Defects | VMHB | Ground Crew | [10 empty] | 37
Vegetation | Vegetation - Tree Near Mains HV 0m - 1.5m | Defects | VMHB | Ground Crew Slasher Mulcher | [10 empty] | 37
Vegetation | Vegetation - Tree Near Mains HV 0m - 1.5m | Defects | VMHB | Jarraff Machine | [10 empty] | 26
Vegetation | Vegetation - Tree Near Mains HV 0m - 1.5m | Defects | VMHB | Other - Add Note | [10 empty] | 107
Vegetation | Vegetation - Tree Near Mains HV 1.5m - 3.0m | Defects | VMHD | Chipper | [10 empty] | 38
Vegetation | Vegetation - Tree Near Mains HV 1.5m - 3.0m | Defects | VMHD | Climber | [10 empty] | 34
Vegetation | Vegetation - Tree Near Mains HV 1.5m - 3.0m | Defects | VMHD | EWP 2 Man Crew | [10 empty] | 38
Vegetation | Vegetation - Tree Near Mains HV 1.5m - 3.0m | Defects | VMHD | EWP 2 Man Large | [10 empty] | 25
Vegetation | Vegetation - Tree Near Mains HV 1.5m - 3.0m | Defects | VMHD | EWP 3 Man Crew | [10 empty] | 34
Vegetation | Vegetation - Tree Near Mains HV 1.5m - 3.0m | Defects | VMHD | EWP 3 Man Large | [10 empty] | 25
Vegetation | Vegetation - Tree Near Mains HV 1.5m - 3.0m | Defects | VMHD | Ground Crew | [10 empty] | 38
Vegetation | Vegetation - Tree Near Mains HV 1.5m - 3.0m | Defects | VMHD | Ground Crew Slasher Mulcher | [10 empty] | 38
Vegetation | Vegetation - Tree Near Mains HV 1.5m - 3.0m | Defects | VMHD | Jarraff Machine | [10 empty] | 27
Vegetation | Vegetation - Tree Near Mains HV 1.5m - 3.0m | Defects | VMHD | Other - Add Note | [10 empty] | 108
Vegetation | Vegetation - Tree Near Mains LV - Overhang | Defects | VMLO | Chipper | [10 empty] | 39
Vegetation | Vegetation - Tree Near Mains LV - Overhang | Defects | VMLO | Climber | [10 empty] | 35
Vegetation | Vegetation - Tree Near Mains LV - Overhang | Defects | VMLO | EWP 2 Man Crew | [10 empty] | 39
Vegetation | Vegetation - Tree Near Mains LV - Overhang | Defects | VMLO | EWP 2 Man Large | [10 empty] | 26
Vegetation | Vegetation - Tree Near Mains LV - Overhang | Defects | VMLO | EWP 3 Man Crew | [10 empty] | 35
Vegetation | Vegetation - Tree Near Mains LV - Overhang | Defects | VMLO | EWP 3 Man Large | [10 empty] | 26
Vegetation | Vegetation - Tree Near Mains LV - Overhang | Defects | VMLO | Ground Crew | [10 empty] | 39
Vegetation | Vegetation - Tree Near Mains LV - Overhang | Defects | VMLO | Ground Crew Slasher Mulcher | [10 empty] | 39
Vegetation | Vegetation - Tree Near Mains LV - Overhang | Defects | VMLO | Jarraff Machine | [10 empty] | 28
Vegetation | Vegetation - Tree Near Mains LV - Overhang | Defects | VMLO | Other - Add Note | [10 empty] | 109
Vegetation | Vegetation - Tree Near Mains LV - Overhang | Defects | VMLO | Vegetation - Tree Near Mains LV - Overhang | [10 empty] | 1
Vegetation | Vegetation - Tree Near Mains LV 0m - 1m | Defects | VTNM | Chipper | [10 empty] | 40
Vegetation | Vegetation - Tree Near Mains LV 0m - 1m | Defects | VTNM | Climber | [10 empty] | 36
Vegetation | Vegetation - Tree Near Mains LV 0m - 1m | Defects | VTNM | EWP 2 Man Crew | [10 empty] | 40
Vegetation | Vegetation - Tree Near Mains LV 0m - 1m | Defects | VTNM | EWP 2 Man Large | [10 empty] | 27
Vegetation | Vegetation - Tree Near Mains LV 0m - 1m | Defects | VTNM | EWP 3 Man Crew | [10 empty] | 36
Vegetation | Vegetation - Tree Near Mains LV 0m - 1m | Defects | VTNM | EWP 3 Man Large | [10 empty] | 27
Vegetation | Vegetation - Tree Near Mains LV 0m - 1m | Defects | VTNM | Ground Crew | [10 empty] | 40
Vegetation | Vegetation - Tree Near Mains LV 0m - 1m | Defects | VTNM | Ground Crew Slasher Mulcher | [10 empty] | 40
Vegetation | Vegetation - Tree Near Mains LV 0m - 1m | Defects | VTNM | Jarraff Machine | [10 empty] | 29
Vegetation | Vegetation - Tree Near Mains LV 0m - 1m | Defects | VTNM | Other - Add Note | [10 empty] | 110
GE - Vegetation | Vegetation - trim | Defects | A274 | Network Asset insufficient clearance - vegetation near HV. | C984 | Network Asset | insufficient clearance | vegetation near HV. | [6 empty] | 1
GE - Vegetation | Vegetation - trim | Defects | A274 | Network Asset insufficient clearance - vegetation near bare LV. | C983 | Network Asset | insufficient clearance | vegetation near bare LV. | [6 empty] | 1
GE - Vegetation | Vegetation - trim | Defects | A274 | Network Asset insufficient clearance - vegetation near covered LV. | C987 | Network Asset | insufficient clearance | vegetation near covered LV. | [6 empty] | 1
GE - Vegetation | Vegetation - trim | Defects | A274 | Network Asset insufficient clearance - vegetation touching HV. | C986 | Network Asset | insufficient clearance | vegetation touching HV. | [6 empty] | 1
GE - Vegetation | Vegetation - trim | Defects | A274 | Network Asset insufficient clearance - vegetation touching bare LV. | C985 | Network Asset | insufficient clearance | vegetation touching bare LV. | [6 empty] | 1
GE - Vegetation | Vegetation - trim | Defects | A274 | Network Asset insufficient clearance - vegetation touching covered LV. | C988 | Network Asset | insufficient clearance | vegetation touching covered LV. | [6 empty] | 1
GE - Vegetation | Vegetation - trim | Defects | A274 | Network Asset obstructed - vegetation. | C982 | Network Asset | obstructed | vegetation. | [6 empty] | 1
GE - Vegetation | Vegetation - trim | Defects | A274 | Non network asset obstructed - vegetation. | C981 | Non network asset | obstructed | vegetation. | [6 empty] | 1
GE - Vegetation | Vegetation - trim | Defects | A274 | zOther cause (unknown / unlisted) - add note. | C000 | zOther | cause (unknown / unlisted) | add note. | [6 empty] | 206
Vegetation | Vegetation - Trim Covered Conductor HV | Defects | TCHI | Chipper | [10 empty] | 41
Vegetation | Vegetation - Trim Covered Conductor HV | Defects | TCHI | Climber | [10 empty] | 37
Vegetation | Vegetation - Trim Covered Conductor HV | Defects | TCHI | EWP 2 Man Crew | [10 empty] | 41
Vegetation | Vegetation - Trim Covered Conductor HV | Defects | TCHI | EWP 2 Man Large | [10 empty] | 28
Vegetation | Vegetation - Trim Covered Conductor HV | Defects | TCHI | EWP 3 Man Crew | [10 empty] | 37
Vegetation | Vegetation - Trim Covered Conductor HV | Defects | TCHI | EWP 3 Man Large | [10 empty] | 28
Vegetation | Vegetation - Trim Covered Conductor HV | Defects | TCHI | Ground Crew | [10 empty] | 41
Vegetation | Vegetation - Trim Covered Conductor HV | Defects | TCHI | Ground Crew Slasher Mulcher | [10 empty] | 41
Vegetation | Vegetation - Trim Covered Conductor HV | Defects | TCHI | Jarraff Machine | [10 empty] | 30
Vegetation | Vegetation - Trim Covered Conductor HV | Defects | TCHI | Other - Add Note | [10 empty] | 111
Vegetation | Vegetation - Trim Covered Conductor HV Avenue | Defects | TCHA | Chipper | [10 empty] | 42
Vegetation | Vegetation - Trim Covered Conductor HV Avenue | Defects | TCHA | Climber | [10 empty] | 38
Vegetation | Vegetation - Trim Covered Conductor HV Avenue | Defects | TCHA | EWP 2 Man Crew | [10 empty] | 42
Vegetation | Vegetation - Trim Covered Conductor HV Avenue | Defects | TCHA | EWP 2 Man Large | [10 empty] | 29
Vegetation | Vegetation - Trim Covered Conductor HV Avenue | Defects | TCHA | EWP 3 Man Crew | [10 empty] | 38
Vegetation | Vegetation - Trim Covered Conductor HV Avenue | Defects | TCHA | EWP 3 Man Large | [10 empty] | 29
Vegetation | Vegetation - Trim Covered Conductor HV Avenue | Defects | TCHA | Ground Crew | [10 empty] | 42
Vegetation | Vegetation - Trim Covered Conductor HV Avenue | Defects | TCHA | Ground Crew Slasher Mulcher | [10 empty] | 42
Vegetation | Vegetation - Trim Covered Conductor HV Avenue | Defects | TCHA | Jarraff Machine | [10 empty] | 31
Vegetation | Vegetation - Trim Covered Conductor HV Avenue | Defects | TCHA | Other - Add Note | [10 empty] | 112
Vegetation | Vegetation - Trim Covered Conductor HV Corridor | Defects | TCHC | Chipper | [10 empty] | 43
Vegetation | Vegetation - Trim Covered Conductor HV Corridor | Defects | TCHC | Climber | [10 empty] | 39
Vegetation | Vegetation - Trim Covered Conductor HV Corridor | Defects | TCHC | EWP 2 Man Crew | [10 empty] | 43
Vegetation | Vegetation - Trim Covered Conductor HV Corridor | Defects | TCHC | EWP 2 Man Large | [10 empty] | 30
Vegetation | Vegetation - Trim Covered Conductor HV Corridor | Defects | TCHC | EWP 3 Man Crew | [10 empty] | 39
Vegetation | Vegetation - Trim Covered Conductor HV Corridor | Defects | TCHC | EWP 3 Man Large | [10 empty] | 30
Vegetation | Vegetation - Trim Covered Conductor HV Corridor | Defects | TCHC | Ground Crew | [10 empty] | 43
Vegetation | Vegetation - Trim Covered Conductor HV Corridor | Defects | TCHC | Ground Crew Slasher Mulcher | [10 empty] | 43
Vegetation | Vegetation - Trim Covered Conductor HV Corridor | Defects | TCHC | Jarraff Machine | [10 empty] | 32
Vegetation | Vegetation - Trim Covered Conductor HV Corridor | Defects | TCHC | Other - Add Note | [10 empty] | 113
Vegetation | Vegetation - Trim Covered Conductor LV | Defects | TCLI | Chipper | [10 empty] | 44
Vegetation | Vegetation - Trim Covered Conductor LV | Defects | TCLI | Climber | [10 empty] | 40
Vegetation | Vegetation - Trim Covered Conductor LV | Defects | TCLI | EWP 2 Man Crew | [10 empty] | 44
Vegetation | Vegetation - Trim Covered Conductor LV | Defects | TCLI | EWP 2 Man Large | [10 empty] | 31
Vegetation | Vegetation - Trim Covered Conductor LV | Defects | TCLI | EWP 3 Man Crew | [10 empty] | 40
Vegetation | Vegetation - Trim Covered Conductor LV | Defects | TCLI | EWP 3 Man Large | [10 empty] | 31
Vegetation | Vegetation - Trim Covered Conductor LV | Defects | TCLI | Ground Crew | [10 empty] | 44
Vegetation | Vegetation - Trim Covered Conductor LV | Defects | TCLI | Ground Crew Slasher Mulcher | [10 empty] | 44
Vegetation | Vegetation - Trim Covered Conductor LV | Defects | TCLI | Jarraff Machine | [10 empty] | 33
Vegetation | Vegetation - Trim Covered Conductor LV | Defects | TCLI | Other - Add Note | [10 empty] | 114
Vegetation | Vegetation - Trim Covered Conductor LV Avenue | Defects | TCLA | Chipper | [10 empty] | 45
Vegetation | Vegetation - Trim Covered Conductor LV Avenue | Defects | TCLA | Climber | [10 empty] | 41
Vegetation | Vegetation - Trim Covered Conductor LV Avenue | Defects | TCLA | EWP 2 Man Crew | [10 empty] | 45
Vegetation | Vegetation - Trim Covered Conductor LV Avenue | Defects | TCLA | EWP 2 Man Large | [10 empty] | 32
Vegetation | Vegetation - Trim Covered Conductor LV Avenue | Defects | TCLA | EWP 3 Man Crew | [10 empty] | 41
Vegetation | Vegetation - Trim Covered Conductor LV Avenue | Defects | TCLA | EWP 3 Man Large | [10 empty] | 32
Vegetation | Vegetation - Trim Covered Conductor LV Avenue | Defects | TCLA | Ground Crew | [10 empty] | 45
Vegetation | Vegetation - Trim Covered Conductor LV Avenue | Defects | TCLA | Ground Crew Slasher Mulcher | [10 empty] | 45
Vegetation | Vegetation - Trim Covered Conductor LV Avenue | Defects | TCLA | Jarraff Machine | [10 empty] | 34
Vegetation | Vegetation - Trim Covered Conductor LV Avenue | Defects | TCLA | Other - Add Note | [10 empty] | 115
Vegetation | Vegetation - Trim Covered Conductor LV Corridor | Defects | TCLC | Chipper | [10 empty] | 46
Vegetation | Vegetation - Trim Covered Conductor LV Corridor | Defects | TCLC | Climber | [10 empty] | 42
Vegetation | Vegetation - Trim Covered Conductor LV Corridor | Defects | TCLC | EWP 2 Man Crew | [10 empty] | 46
Vegetation | Vegetation - Trim Covered Conductor LV Corridor | Defects | TCLC | EWP 2 Man Large | [10 empty] | 33
Vegetation | Vegetation - Trim Covered Conductor LV Corridor | Defects | TCLC | EWP 3 Man Crew | [10 empty] | 42
Vegetation | Vegetation - Trim Covered Conductor LV Corridor | Defects | TCLC | EWP 3 Man Large | [10 empty] | 33
Vegetation | Vegetation - Trim Covered Conductor LV Corridor | Defects | TCLC | Ground Crew | [10 empty] | 46
Vegetation | Vegetation - Trim Covered Conductor LV Corridor | Defects | TCLC | Ground Crew Slasher Mulcher | [10 empty] | 46
Vegetation | Vegetation - Trim Covered Conductor LV Corridor | Defects | TCLC | Jarraff Machine | [10 empty] | 35
Vegetation | Vegetation - Trim Covered Conductor LV Corridor | Defects | TCLC | Other - Add Note | [10 empty] | 116
Vegetation | Vegetation - Trim Covered Conductor LV-Service | Defects | TCSI | Chipper | [10 empty] | 47
Vegetation | Vegetation - Trim Covered Conductor LV-Service | Defects | TCSI | Climber | [10 empty] | 43
Vegetation | Vegetation - Trim Covered Conductor LV-Service | Defects | TCSI | EWP 2 Man Crew | [10 empty] | 47
Vegetation | Vegetation - Trim Covered Conductor LV-Service | Defects | TCSI | EWP 2 Man Large | [10 empty] | 34
Vegetation | Vegetation - Trim Covered Conductor LV-Service | Defects | TCSI | EWP 3 Man Crew | [10 empty] | 43
Vegetation | Vegetation - Trim Covered Conductor LV-Service | Defects | TCSI | EWP 3 Man Large | [10 empty] | 34
Vegetation | Vegetation - Trim Covered Conductor LV-Service | Defects | TCSI | Ground Crew | [10 empty] | 47
Vegetation | Vegetation - Trim Covered Conductor LV-Service | Defects | TCSI | Ground Crew Slasher Mulcher | [10 empty] | 47
Vegetation | Vegetation - Trim Covered Conductor LV-Service | Defects | TCSI | Jarraff Machine | [10 empty] | 36
Vegetation | Vegetation - Trim Covered Conductor LV-Service | Defects | TCSI | Other - Add Note | [10 empty] | 117
Vegetation | Vegetation - Trim Hazard Tree (inside corridor) | Defects | THTI | Chipper | [10 empty] | 48
Vegetation | Vegetation - Trim Hazard Tree (inside corridor) | Defects | THTI | Climber | [10 empty] | 44
Vegetation | Vegetation - Trim Hazard Tree (inside corridor) | Defects | THTI | EWP 2 Man Crew | [10 empty] | 48
Vegetation | Vegetation - Trim Hazard Tree (inside corridor) | Defects | THTI | EWP 2 Man Large | [10 empty] | 35
Vegetation | Vegetation - Trim Hazard Tree (inside corridor) | Defects | THTI | EWP 3 Man Crew | [10 empty] | 44
Vegetation | Vegetation - Trim Hazard Tree (inside corridor) | Defects | THTI | EWP 3 Man Large | [10 empty] | 35
Vegetation | Vegetation - Trim Hazard Tree (inside corridor) | Defects | THTI | Ground Crew | [10 empty] | 48
Vegetation | Vegetation - Trim Hazard Tree (inside corridor) | Defects | THTI | Ground Crew Slasher Mulcher | [10 empty] | 48
Vegetation | Vegetation - Trim Hazard Tree (inside corridor) | Defects | THTI | Other - Add Note | [10 empty] | 118
Vegetation | Vegetation - Trim Hazard Tree (outside corridor) | Defects | THTC | Chipper | [10 empty] | 49
Vegetation | Vegetation - Trim Hazard Tree (outside corridor) | Defects | THTC | Climber | [10 empty] | 45
Vegetation | Vegetation - Trim Hazard Tree (outside corridor) | Defects | THTC | EWP 2 Man Crew | [10 empty] | 49
Vegetation | Vegetation - Trim Hazard Tree (outside corridor) | Defects | THTC | EWP 2 Man Large | [10 empty] | 36
Vegetation | Vegetation - Trim Hazard Tree (outside corridor) | Defects | THTC | EWP 3 Man Crew | [10 empty] | 45
Vegetation | Vegetation - Trim Hazard Tree (outside corridor) | Defects | THTC | EWP 3 Man Large | [10 empty] | 36
Vegetation | Vegetation - Trim Hazard Tree (outside corridor) | Defects | THTC | Ground Crew | [10 empty] | 49
Vegetation | Vegetation - Trim Hazard Tree (outside corridor) | Defects | THTC | Ground Crew Slasher Mulcher | [10 empty] | 49
Vegetation | Vegetation - Trim Hazard Tree (outside corridor) | Defects | THTC | Other - Add Note | [10 empty] | 119
Vegetation | Vegetation - Trim Near Mains HV | Defects | TNHI | Chipper | [10 empty] | 50
Vegetation | Vegetation - Trim Near Mains HV | Defects | TNHI | Climber | [10 empty] | 46
Vegetation | Vegetation - Trim Near Mains HV | Defects | TNHI | EWP 2 Man Crew | [10 empty] | 50
Vegetation | Vegetation - Trim Near Mains HV | Defects | TNHI | EWP 2 Man Large | [10 empty] | 37
Vegetation | Vegetation - Trim Near Mains HV | Defects | TNHI | EWP 3 Man Crew | [10 empty] | 46
Vegetation | Vegetation - Trim Near Mains HV | Defects | TNHI | EWP 3 Man Large | [10 empty] | 37
Vegetation | Vegetation - Trim Near Mains HV | Defects | TNHI | Ground Crew | [10 empty] | 50
Vegetation | Vegetation - Trim Near Mains HV | Defects | TNHI | Ground Crew Slasher Mulcher | [10 empty] | 50
Vegetation | Vegetation - Trim Near Mains HV | Defects | TNHI | Jarraff Machine | [10 empty] | 37
Vegetation | Vegetation - Trim Near Mains HV | Defects | TNHI | Other - Add Note | [10 empty] | 120
Vegetation | Vegetation - Trim Near Mains HV Avenue | Defects | TNHA | Chipper | [10 empty] | 51
Vegetation | Vegetation - Trim Near Mains HV Avenue | Defects | TNHA | Climber | [10 empty] | 47
Vegetation | Vegetation - Trim Near Mains HV Avenue | Defects | TNHA | EWP 2 Man Crew | [10 empty] | 51
Vegetation | Vegetation - Trim Near Mains HV Avenue | Defects | TNHA | EWP 2 Man Large | [10 empty] | 38
Vegetation | Vegetation - Trim Near Mains HV Avenue | Defects | TNHA | EWP 3 Man Crew | [10 empty] | 47
Vegetation | Vegetation - Trim Near Mains HV Avenue | Defects | TNHA | EWP 3 Man Large | [10 empty] | 38
Vegetation | Vegetation - Trim Near Mains HV Avenue | Defects | TNHA | Ground Crew | [10 empty] | 51
Vegetation | Vegetation - Trim Near Mains HV Avenue | Defects | TNHA | Ground Crew Slasher Mulcher | [10 empty] | 51
Vegetation | Vegetation - Trim Near Mains HV Avenue | Defects | TNHA | Jarraff Machine | [10 empty] | 38
Vegetation | Vegetation - Trim Near Mains HV Avenue | Defects | TNHA | Other - Add Note | [10 empty] | 121
Vegetation | Vegetation - Trim Near Mains HV Corridor | Defects | TNHC | Chipper | [10 empty] | 52
Vegetation | Vegetation - Trim Near Mains HV Corridor | Defects | TNHC | Climber | [10 empty] | 48
Vegetation | Vegetation - Trim Near Mains HV Corridor | Defects | TNHC | EWP 2 Man Crew | [10 empty] | 52
Vegetation | Vegetation - Trim Near Mains HV Corridor | Defects | TNHC | EWP 2 Man Large | [10 empty] | 39
Vegetation | Vegetation - Trim Near Mains HV Corridor | Defects | TNHC | EWP 3 Man Crew | [10 empty] | 48
Vegetation | Vegetation - Trim Near Mains HV Corridor | Defects | TNHC | EWP 3 Man Large | [10 empty] | 39
Vegetation | Vegetation - Trim Near Mains HV Corridor | Defects | TNHC | Ground Crew | [10 empty] | 52
Vegetation | Vegetation - Trim Near Mains HV Corridor | Defects | TNHC | Ground Crew Slasher Mulcher | [10 empty] | 52
Vegetation | Vegetation - Trim Near Mains HV Corridor | Defects | TNHC | Jarraff Machine | [10 empty] | 39
Vegetation | Vegetation - Trim Near Mains HV Corridor | Defects | TNHC | Other - Add Note | [10 empty] | 122
Vegetation | Vegetation - Trim Near Mains LV | Defects | TNLI | Chipper | [10 empty] | 53
Vegetation | Vegetation - Trim Near Mains LV | Defects | TNLI | Climber | [10 empty] | 49
Vegetation | Vegetation - Trim Near Mains LV | Defects | TNLI | EWP 2 Man Crew | [10 empty] | 53
Vegetation | Vegetation - Trim Near Mains LV | Defects | TNLI | EWP 2 Man Large | [10 empty] | 40
Vegetation | Vegetation - Trim Near Mains LV | Defects | TNLI | EWP 3 Man Crew | [10 empty] | 49
Vegetation | Vegetation - Trim Near Mains LV | Defects | TNLI | EWP 3 Man Large | [10 empty] | 40
Vegetation | Vegetation - Trim Near Mains LV | Defects | TNLI | Ground Crew | [10 empty] | 53
Vegetation | Vegetation - Trim Near Mains LV | Defects | TNLI | Ground Crew Slasher Mulcher | [10 empty] | 53
Vegetation | Vegetation - Trim Near Mains LV | Defects | TNLI | Jarraff Machine | [10 empty] | 40
Vegetation | Vegetation - Trim Near Mains LV | Defects | TNLI | Other - Add Note | [10 empty] | 123
Vegetation | Vegetation - Trim Near Mains LV Avenue | Defects | TNLA | Chipper | [10 empty] | 54
Vegetation | Vegetation - Trim Near Mains LV Avenue | Defects | TNLA | Climber | [10 empty] | 50
Vegetation | Vegetation - Trim Near Mains LV Avenue | Defects | TNLA | EWP 2 Man Crew | [10 empty] | 54
Vegetation | Vegetation - Trim Near Mains LV Avenue | Defects | TNLA | EWP 2 Man Large | [10 empty] | 41
Vegetation | Vegetation - Trim Near Mains LV Avenue | Defects | TNLA | EWP 3 Man Crew | [10 empty] | 50
Vegetation | Vegetation - Trim Near Mains LV Avenue | Defects | TNLA | EWP 3 Man Large | [10 empty] | 41
Vegetation | Vegetation - Trim Near Mains LV Avenue | Defects | TNLA | Ground Crew | [10 empty] | 54
Vegetation | Vegetation - Trim Near Mains LV Avenue | Defects | TNLA | Ground Crew Slasher Mulcher | [10 empty] | 54
Vegetation | Vegetation - Trim Near Mains LV Avenue | Defects | TNLA | Jarraff Machine | [10 empty] | 41
Vegetation | Vegetation - Trim Near Mains LV Avenue | Defects | TNLA | Other - Add Note | [10 empty] | 124
Vegetation | Vegetation - Trim Near Mains LV Corridor | Defects | TNLC | Chipper | [10 empty] | 55
Vegetation | Vegetation - Trim Near Mains LV Corridor | Defects | TNLC | Climber | [10 empty] | 51
Vegetation | Vegetation - Trim Near Mains LV Corridor | Defects | TNLC | EWP 2 Man Crew | [10 empty] | 55
Vegetation | Vegetation - Trim Near Mains LV Corridor | Defects | TNLC | EWP 2 Man Large | [10 empty] | 42
Vegetation | Vegetation - Trim Near Mains LV Corridor | Defects | TNLC | EWP 3 Man Crew | [10 empty] | 51
Vegetation | Vegetation - Trim Near Mains LV Corridor | Defects | TNLC | EWP 3 Man Large | [10 empty] | 42
Vegetation | Vegetation - Trim Near Mains LV Corridor | Defects | TNLC | Ground Crew | [10 empty] | 55
Vegetation | Vegetation - Trim Near Mains LV Corridor | Defects | TNLC | Ground Crew Slasher Mulcher | [10 empty] | 55
Vegetation | Vegetation - Trim Near Mains LV Corridor | Defects | TNLC | Jarraff Machine | [10 empty] | 42
Vegetation | Vegetation - Trim Near Mains LV Corridor | Defects | TNLC | Other - Add Note | [10 empty] | 125
Vegetation Information Management System | Vegetation Access Track Clearing | Defects | VATC | Other - Add Note | [10 empty] | 126
Vegetation Information Management System | Vegetation Customer Issue | Defects | VCUS | Other - Add Note | [10 empty] | 127
Vegetation Information Management System | Vegetation Environmental Assessment | Defects | VENV | Other - Add Note | [10 empty] | 128
OH - Poles | Pole - install additional | Defects | A141 | zOther cause (unknown / unlisted) - add note. | C000 | zOther | cause (unknown / unlisted) | add note. | Poles | [5 empty] | 207 | install |  | Greg
OH - Poles | Pole - remove foreign attachment | Defects | A280 | zOther cause (unknown / unlisted) - add note. | C000 | zOther | cause (unknown / unlisted) | add note. | Poles | [5 empty] | 208 | repair
OH - Poles | Pole - repair | Defects | A144 | zOther cause (unknown / unlisted) - add note. | C000 | zOther | cause (unknown / unlisted) | add note. | Poles | [5 empty] | 209 | repair
OH - Poles | Pole - replace | Defects | A145 | zOther cause (unknown / unlisted) - add note. | C000 | zOther | cause (unknown / unlisted) | add note. | Poles | [5 empty] | 210 | replace
OH - Poles | Pole - return to depot for autopsy | Defects | A298 | zOther cause (unknown / unlisted) - add note. | C000 | zOther | cause (unknown / unlisted) | add note. | Poles | [5 empty] | 211 | na
OH - Poles | Pole - straighten | Defects | A146 | zOther cause (unknown / unlisted) - add note. | C000 | zOther | cause (unknown / unlisted) | add note. | Poles | [5 empty] | 212 | repair
OH - Poles | Pole - termite follow up | Defects | A147 | zOther cause (unknown / unlisted) - add note. | C000 | zOther | cause (unknown / unlisted) | add note. | Poles | [5 empty] | 213 | repair
OH - Poles | Pole - termite treatment | Defects | A148 | zOther cause (unknown / unlisted) - add note. | C000 | zOther | cause (unknown / unlisted) | add note. | Poles | [5 empty] | 214 | repair
OH - Poles | Pole barrier - install | Defects | A151 | zOther cause (unknown / unlisted) - add note. | C000 | zOther | cause (unknown / unlisted) | add note. | Poles | [Pole - Barrier] |  |  |  |  | 215 | modify
OH - Poles | Pole fauna (possum) guard - install | Defects | A150 | zOther cause (unknown / unlisted) - add note. | C000 | zOther | cause (unknown / unlisted) | add note. | Poles | [5 empty] | 216 | modify
OH - Poles | Pole fauna (possum) guard - replace | Defects | A318 | zOther cause (unknown / unlisted) - add note. | C000 | zOther | cause (unknown / unlisted) | add note. | Poles | [5 empty] | 217 | repair
OH - Poles | Pole reinforcement - install | Defects | A153 | zOther cause (unknown / unlisted) - add note. | C000 | zOther | cause (unknown / unlisted) | add note. | Poles | [Pole - Reinforcement] | {broken} | (unknown) |  |  | 218 | modify
OH - Poles | Pole reinforcement - replace | Defects | A154 | zOther cause (unknown / unlisted) - add note. | C000 | zOther | cause (unknown / unlisted) | add note. | Poles | [Pole - Reinforcement] | {broken} | (unknown) |  |  | 219 | repair
OH - Poles | Pole reinforcement bands - replace | Defects | A155 | zOther cause (unknown / unlisted) - add note. | C000 | zOther | cause (unknown / unlisted) | add note. | Poles | [Pole - Reinforcement] | {broken} | (unknown) |  |  | 220 | repair
OH - Poles | Pole struts - install | Defects | A281 | zOther cause (unknown / unlisted) - add note. | C000 | zOther | cause (unknown / unlisted) | add note. | Poles | [Pole] |  |  |  |  | 221 | modify
OH - Stay and Guy Assemblies | Redundant - Stay wire guard - replace | Defects | A196 | zOther cause (unknown / unlisted) - add note. | C000 | zOther | cause (unknown / unlisted) | add note. | Poles | [Pole - Stay] |  |  |  |  | 222 | modify
OH - Stay and Guy Assemblies | Redundant - Stay wire insulator - replace | Defects | A198 | zOther cause (unknown / unlisted) - add note. | C000 | zOther | cause (unknown / unlisted) | add note. | Poles | [Pole - Stay] |  |  |  |  | 223 | modify
OH - Stay and Guy Assemblies | Stay - install (existing pole) | Defects | A283 | zOther cause (unknown / unlisted) - add note. | C000 | zOther | cause (unknown / unlisted) | add note. | Poles | [Pole - Stay] |  |  |  |  | 224 | modify
OH - Stay and Guy Assemblies | Stay barrier - install | Defects | A188 | zOther cause (unknown / unlisted) - add note. | C000 | zOther | cause (unknown / unlisted) | add note. | Poles | [Pole - Stay] |  |  |  |  | 225 | modify
OH - Stay and Guy Assemblies | Stay barrier - repair | Defects | A189 | zOther cause (unknown / unlisted) - add note. | C000 | zOther | cause (unknown / unlisted) | add note. | Poles | [Pole - Stay] |  |  |  |  | 226 | repair
OH - Stay and Guy Assemblies | Stay ground anchor - replace | Defects | A190 | zOther cause (unknown / unlisted) - add note. | C000 | zOther | cause (unknown / unlisted) | add note. | Poles | [Pole - Stay] |  |  |  |  | 227 | replace
OH - Stay and Guy Assemblies | Stay wire - repair | Defects | A193 | zOther cause (unknown / unlisted) - add note. | C000 | zOther | cause (unknown / unlisted) | add note. | Poles | [Pole - Stay] |  |  |  |  | 228 | repair
OH - Stay and Guy Assemblies | Stay wire - replace | Defects | A194 | zOther cause (unknown / unlisted) - add note. | C000 | zOther | cause (unknown / unlisted) | add note. | Poles | [Pole - Stay] |  |  |  |  | 229 | replace
OH - Poles | Pole - install | Construction | A140 | zOther cause (unknown / unlisted) - add note. | C000 | zOther | cause (unknown / unlisted) | add note. | Poles | [Pole] |  |  |  |  | 230 | install
OH - Poles | Pole - remove | Construction | A143 | zOther cause (unknown / unlisted) - add note. | C000 | zOther | cause (unknown / unlisted) | add note. | Poles | [Pole] |  |  |  |  | 231 | retire
OH - Poles | Pole - upgrade | Construction | A149 | zOther cause (unknown / unlisted) - add note. | C000 | zOther | cause (unknown / unlisted) | add note. | Poles | [Pole] |  |  |  |  | 232 | replace
OH - Stay and Guy Assemblies | Stay - install | Construction | A282 | zOther cause (unknown / unlisted) - add note. | C000 | zOther | cause (unknown / unlisted) | add note. | Poles | [Pole - Stay] |  |  |  |  | 233 | modify
OH - Stay and Guy Assemblies | Stay - remove | Construction | A187 | zOther cause (unknown / unlisted) - add note. | C000 | zOther | cause (unknown / unlisted) | add note. | Poles | [Pole - Stay] |  |  |  |  | 234 | modify
OH - Stay and Guy Assemblies | Stay ground anchor - upgrade | Construction | A191 | zOther cause (unknown / unlisted) - add note. | C000 | zOther | cause (unknown / unlisted) | add note. | Poles | [Pole - Stay] |  |  |  |  | 235 | replace
OH - Stay and Guy Assemblies | Stay wire - upgrade | Construction | A192 | zOther cause (unknown / unlisted) - add note. | C000 | zOther | cause (unknown / unlisted) | add note. | Poles | [Pole - Stay] |  |  |  |  | 236 | replace
Pole | Legacy Inspection | Miscellaneous Inspection | PINL | [5 empty] | Poles | [Pole] |  |  |  |  | 0 | inspect
Pole | Miscellaneous Inspection | Miscellaneous Inspection | PINM | [5 empty] | Poles | [Pole] |  |  |  |  | 0 | inspect
Pole | Pole Failure Inspection | Miscellaneous Inspection | PINF | [5 empty] | Poles | [Pole] |  |  |  |  | 0 | inspect
Pole | Pole Top Inspection | Miscellaneous Inspection | PINT | [5 empty] | Poles | [Pole] |  |  |  |  | 0 | inspect
Pole | Raise Defects on Bypassed Poles | Miscellaneous Inspection | PRDB | [5 empty] | Poles | [Pole] |  |  |  |  | 0 | inspect
Pole | Termite Followup Inspection | Miscellaneous Inspection | PTER | [5 empty] | Poles | [Pole] |  |  |  |  | 0 | inspect
Pole | Visual Inspection | Miscellaneous Inspection | PINV | [5 empty] | Poles | [Pole] |  |  |  |  | 0 | inspect
Pole | Aerial Inspection | Inspections | PINH | [5 empty] | Poles | [Pole] |  |  |  |  | 0 | inspect
Pole | Annual Fire Patrol | Inspections | PINA | [5 empty] | Poles | [Pole] |  |  |  |  | 0 | inspect
Pole | Condition Assessment | Inspections | COAS | [5 empty] | Poles | [Pole] |  |  |  |  | 0 | inspect
Pole | Drone Inspection | Inspections | DINS | [5 empty] | Poles | [Pole] |  |  |  |  | 0 | inspect
Pole | Live Line Inspection | Inspections | LLIN | [5 empty] | Poles | [Pole] |  |  |  |  | 0 | inspect
Pole | Metal Column Safety Assessment | Inspections | MCSA | [5 empty] | Poles | [Pole] |  |  |  |  | 0 | inspect
Pole | Miscellaneous Veg Inspection | Inspections | VMIS | [5 empty] | Poles | [Pole] |  |  |  |  | 0 | inspect
Pole | Pole Inspection | Inspections | PINS | [5 empty] | Poles | [Pole] |  |  |  |  | 0 | inspect
Pole | Pole MODSHOCK Inspection | Inspections | PIMS | [5 empty] | Poles | [Pole] |  |  |  |  | 0 | inspect
Pole | Radial Aerial Inspection | Inspections | RAIN | [5 empty] | Poles | [Pole] |  |  |  |  | 0 | inspect
Pole | Radial Subtransmission Live Line Inspection | Inspections | BINS | [5 empty] | Poles | [Pole] |  |  |  |  | 0 | inspect
Pole | Radial Subtransmission Visual Inspection | Inspections | RVIN | [5 empty] | Poles | [Pole] |  |  |  |  | 0 | inspect
Pole | Subtransmission Visual Inspection | Inspections | SVIN | [5 empty] | Poles | [Pole] |  |  |  |  | 0 | inspect
OH - Crossarms and Constructions | Crossarm - install | Construction | A061 | zOther cause (unknown / unlisted) - add note. | C000 | zOther | cause (unknown / unlisted) | add note. | Pole Top Equipment | [Crossarm - Crossarm] | {not applicable} | (not applicable) |  |  | 237 | install
OH - Crossarms and Constructions | Crossarm - install | Construction | A061 | Crossarm installation reqd - new connection. | B300 | Crossarm | installation reqd | new connection. | Pole Top Equipment | [Crossarm - Crossarm] | {not applicable} | (not applicable) |  |  | 1 | install
OH - Crossarms and Constructions | Crossarm - install | Construction | A061 | Crossarm installation reqd - security of supply. | B301 | Crossarm | installation reqd | security of supply. | Pole Top Equipment | [Crossarm - Crossarm] | {not applicable} | (not applicable) |  |  | 1 | install
OH - Crossarms and Constructions | Crossarm - upgrade | Construction | A065 | Crossarm insufficient strength / size - reconductoring (fault level constraint). | B306 | Crossarm | insufficient strength / size | reconductoring (fault level constraint). | Pole Top Equipment | [Crossarm - Crossarm] | {out of spec} | (functional requirements) |  |  | 1 | replace
OH - Crossarms and Constructions | Crossarm - upgrade | Construction | A065 | Crossarm insufficient strength / size - reconductoring (thermal constraint). | B304 | Crossarm | insufficient strength / size | reconductoring (thermal constraint). | Pole Top Equipment | [Crossarm - Crossarm] | {out of spec} | (functional requirements) |  |  | 1 | replace
OH - Crossarms and Constructions | Crossarm - upgrade | Construction | A065 | Crossarm insufficient strength / size - reconductoring (voltage constraint). | B305 | Crossarm | insufficient strength / size | reconductoring (voltage constraint). | Pole Top Equipment | [Crossarm - Crossarm] | {out of spec} | (functional requirements) |  |  | 1 | replace
OH - Crossarms and Constructions | Crossarm - upgrade | Construction | A065 | Crossarm insufficient strength / size - conductor retension. | B588 | Crossarm | insufficient strength / size | conductor retension. | Pole Top Equipment | [Crossarm - Crossarm] | {out of spec} | (related asset failure) |  |  | 1 | replace
AE Zone Sub | Zone Sub Major Maintenance | Preventative Maintenance | ZMAJ | [11 empty] | 0
OH - Insulators | Insulator - upgrade | Construction | A310 | Insulator insufficient strength / size - additional clearance reqd. | B796 | Insulator | insufficient strength / size | additional clearance reqd. | Pole Top Equipment | [Insulator - Insulator] | {out of spec} | (functional requirements) |  |  | 1 | replace
OH - Insulators | Insulator - upgrade | Construction | A310 | Insulator insufficient strength / size - incorrectly installed. | B862 | Insulator | insufficient strength / size | incorrectly installed. | Pole Top Equipment | [Insulator - Insulator] | {out of spec} | (installation error) |  |  | 1 | replace
OH - Insulators | Insulator - upgrade | Construction | A310 | Insulator tracking - surface contamination. | B342 | Insulator | tracking | surface contamination. | Pole Top Equipment | [Insulator - Insulator] | {tracking} | (surface contamination) |  |  | 2 | replace
AE Zone Sub | Zone Sub Minor Maintenance | Preventative Maintenance | ZMIN | [11 empty] | 0
OH - Crossarms and Constructions | Poletop - Upgrade | Construction | A331 | Conductor (HV) - insufficient clearance - thermal upgrade | C919 | Conductor (HV) | insufficient clearance | thermal upgrade | Pole Top Equipment | [Crossarm - Crossarm] | {out of spec} | (functional requirements) | HV |  | 2 | replace
OH - Air Break Switches | ABS - remove | Construction | A002 | ABS redundant - no longer reqd. | B021 | ABS | redundant | no longer reqd. | OH Links Switches and Fuses | [5 empty] | 1
OH - Air Break Switches | ABS - remove | Construction | A002 | zOther cause (unknown / unlisted) - add note. | C000 | zOther | cause (unknown / unlisted) | add note. | OH Links Switches and Fuses | [5 empty] | 238
OH - Air Break Switches | ABS - upgrade to Gas Switch | Construction | A006 | ABS not suitable - inadequate rating. | B022 | ABS | not suitable | inadequate rating. | OH Links Switches and Fuses | [5 empty] | 1
OH - Air Break Switches | ABS - upgrade to Gas Switch | Construction | A006 | ABS upgrade reqd - reconductoring due to fault level constraint. | B025 | ABS | upgrade reqd | fault level constraint. | OH Links Switches and Fuses | [5 empty] | 1
OH - Air Break Switches | ABS - upgrade to Gas Switch | Construction | A006 | ABS upgrade reqd - reconductoring due to thermal constraint. | B023 | ABS | upgrade reqd | thermal constraint. | OH Links Switches and Fuses | [5 empty] | 1
OH - Air Break Switches | ABS - upgrade to Gas Switch | Construction | A006 | ABS upgrade reqd - reconductoring due to voltage constraint. | B024 | ABS | upgrade reqd | voltage constraint. | OH Links Switches and Fuses | [5 empty] | 1
OH - Air Break Switches | ABS - upgrade to Gas Switch | Construction | A006 | zOther cause (unknown / unlisted) - add note. | C000 | zOther | cause (unknown / unlisted) | add note. | OH Links Switches and Fuses | [5 empty] | 239
UG - Cables | Cable - remove | Construction | A011 | Cable redundant - no longer reqd. | B074 | Cable | redundant | no longer reqd. | [6 empty] | 1
UG - Cables | Cable - remove | Construction | A011 | zOther cause (unknown / unlisted) - add note. | C000 | zOther | cause (unknown / unlisted) | add note. | [6 empty] | 240
GE - Communications | Comms (ADSS) fibre splice - install | Construction | A021 | Non conductive fibre cable broken / damaged - abrasion. | B223 | Non conductive fibre cable | broken / damaged | abrasion. | [6 empty] | 1
GE - Communications | Comms (ADSS) fibre splice - install | Construction | A021 | Non conductive fibre cable broken / damaged - bushfire. | B224 | Non conductive fibre cable | broken / damaged | bushfire. | [6 empty] | 1
GE - Communications | Comms (ADSS) fibre splice - install | Construction | A021 | Non conductive fibre cable broken / damaged - third party impact. | B219 | Non conductive fibre cable | broken / damaged | third party impact. | [6 empty] | 1
GE - Communications | Comms (ADSS) fibre splice - install | Construction | A021 | Non conductive fibre cable broken / damaged - vandalism. | B220 | Non conductive fibre cable | broken / damaged | vandalism. | [6 empty] | 1
GE - Communications | Comms (ADSS) fibre splice - install | Construction | A021 | Non conductive fibre cable broken / damaged - vehicle impact. | B221 | Non conductive fibre cable | broken / damaged | vehicle impact. | [6 empty] | 1
GE - Communications | Comms (ADSS) fibre splice - install | Construction | A021 | Non conductive fibre cable broken / damaged - wind / storm debris (non veg). | B222 | Non conductive fibre cable | broken / damaged | wind / storm debris (non veg). | [6 empty] | 1
GE - Communications | Comms (ADSS) fibre splice - install | Construction | A021 | Non conductive fibre enclosure broken / damaged - moisture ingress. | B240 | Non conductive fibre enclosure | broken / damaged | moisture ingress. | [6 empty] | 1
GE - Communications | Comms (ADSS) fibre splice - install | Construction | A021 | zOther cause (unknown / unlisted) - add note. | C000 | zOther | cause (unknown / unlisted) | add note. | [6 empty] | 241
GE - Communications | Comms (OPGW) fibre splice - install | Construction | A022 | OPGW fibre splice reqd - conductor termination. | B236 | OPGW fibre | splice reqd | conductor termination. | [6 empty] | 1
GE - Communications | Comms (OPGW) fibre splice - install | Construction | A022 | zOther cause (unknown / unlisted) - add note. | C000 | zOther | cause (unknown / unlisted) | add note. | [6 empty] | 242
OH - Conductors | Conductor fittings - replace | Defects | A059 | Connection (live line loop) audible noise - incorrect size / loose clamp. | B790 | Connection (live line loop) | audible noise | incorrect size / loose clamp. | OH Conductors | [Fitting - Inline] | {loose} | (any reason) |  |  | 1
OH - Conductors | Conductor fittings - replace | Defects | A059 | Conductor spreader misaligned / loose - installation error / damaged spring clip. | B206 | Conductor spreader | misaligned / loose | installation error. | OH Conductors | [Fitting - Attachment] | {damaged} | (any reason) |  |  | 1
OH - Conductors | Conductor fittings - replace | Defects | A059 | Conductor (HDCu) vibration damper deteriorated - insulation degradation. | C775 | Conductor (HDCu) | vibration damper deteriorated | insulation degradation. | OH Conductors | [Fitting - Attachment] | {damaged} | (any reason) |  |  | 1
OH - Conductors | Conductor fittings - replace | Defects | A059 | Conductor (SCGZ or SCAC) vibration damper deteriorated - insulation degradation. | C832 | Conductor (SCGZ/SCAC) | vibration damper deteriorated | insulation degradation. | OH Conductors | [Fitting - Attachment] | {damaged} | (any reason) |  |  | 1
OH - Conductors | Conductor fittings - replace | Defects | A059 | Connection (ampact/wedge) overheated / damaged - loose connection. | B711 | Connection (ampact/wedge) | overheated / damaged | loose connection. | OH Conductors | [Fitting - Inline] | {loose} | (any reason) |  |  | 1
OH - Conductors | Conductor fittings - replace | Defects | A059 | Connection (insulation piercing) overheated / damaged - loose connection. | B015 | Connection (insulation piercing) | overheated / damaged | loose connection. | OH Conductors | [Fitting - Inline] | {loose} | (any reason) |  |  | 1
OH - Conductors | Conductor fittings - replace | Defects | A059 | Connection (parallel groove) overheated / damaged - loose connection. | B017 | Connection (parallel groove) | overheated / damaged | loose connection. | OH Conductors | [Fitting - Inline] | {loose} | (any reason) |  |  | 1
OH - Conductors | Conductor fittings - replace | Defects | A059 | Connection (terminal palm) overheated / damaged - loose connection. | B019 | Connection (terminal palm) | overheated / damaged | loose connection. | OH Conductors | [Fitting - Inline] | {loose} | (any reason) |  |  | 1
OH - Conductors | Conductor fittings - replace | Defects | A059 | Connection (U bolt) overheated / damaged - loose connection. | C438 | Connection (U bolt) | overheated / damaged | loose connection. | OH Conductors | [Fitting - Inline] | {loose} | (any reason) |  |  | 1
OH - Conductors | Conductor fittings - replace | Defects | A059 | Connection palm (Al to Al) overheated / damaged - loose connection. | B011 | Connection palm (Al to Al) | overheated / damaged | loose connection. | OH Conductors | [Fitting - Inline] | {loose} | (any reason) |  |  | 1
OH - Conductors | Conductor fittings - replace | Defects | A059 | Connection palm (Al to Cu) overheated / damaged - loose connection. | B013 | Connection palm (Al to Cu) | overheated / damaged | loose connection. | OH Conductors | [Fitting - Inline] | {loose} | (any reason) |  |  | 1
OH - Conductors | Conductor fittings - replace | Defects | A059 | Connection palm (Cu to Cu) overheated / damaged - loose connection. | B009 | Connection palm (Cu to Cu) | overheated / damaged | loose connection. | OH Conductors | [Fitting - Inline] | {loose} | (any reason) |  |  | 1
OH - Conductors | Conductor fittings - replace | Defects | A059 | Connection (live line clamp) overheated - loose fitting. | B168 | Connection (live line clamp) | overheated | loose fitting. | OH Conductors | [Fitting - Inline] | {loose} | (any reason) |  |  | 1
OH - Conductors | Conductor - upgrade | Construction | A033 | Conductor (CCT) upgrade - fault level constraint. | B660 | Conductor (CCT) | upgrade | fault level constraint. | [6 empty] | 1
OH - Conductors | Conductor - upgrade | Construction | A033 | Conductor (CCT) upgrade reqd - thermal constraints. | C859 | Conductor (CCT) | upgrade | thermal constraint. | [6 empty] | 1
OH - Conductors | Conductor - upgrade | Construction | A033 | Conductor (CCT) upgrade reqd - voltage constraint. | C858 | Conductor (CCT) | upgrade | voltage constraint. | [6 empty] | 1
OH - Conductors | Conductor fittings - replace | Defects | A059 | Connection (live line loop) overheated - loose fitting. | B788 | Connection (live line loop) | overheated | loose fitting. | OH Conductors | [Fitting - Inline] | {loose} | (any reason) |  |  | 1
Conductors | OH Line Marker - Remove | Defects | LMRM | No longer reqired |  |  |  |  | OH Conductors | [Conductor] | {out of spec} | (any reason) |  |  | 1
OH - Conductors | Redundant - Conductor - retension | Defects | A032 | zOther cause (unknown / unlisted) - add note. | C000 | zOther | cause (unknown / unlisted) | add note. | OH Conductors | [Conductor] | {unknown} | (any reason) |  |  | 243
OH - Conductors | Conductor - upgrade | Construction | A033 | Conductor (HV ABC) upgrade - fault level constraint. | B661 | Conductor (HV ABC) | upgrade | fault level constraint. | [6 empty] | 1
OH - Conductors | Conductor - upgrade | Construction | A033 | Conductor (HV ABC) upgrade reqd - thermal constraints. | C873 | Conductor (HV ABC) | upgrade | thermal constraint. | [6 empty] | 1
OH - Conductors | Conductor - upgrade | Construction | A033 | Conductor (HV ABC) upgrade reqd - voltage constraint. | C872 | Conductor (HV ABC) | upgrade | voltage constraint. | [6 empty] | 1
OH - Conductors | Conductor - upgrade | Construction | A033 | Conductor (LV ABC) upgrade - fault level constraint. | B662 | Conductor (LV ABC) | upgrade | fault level constraint. | [6 empty] | 1
OH - Conductors | Conductor - upgrade | Construction | A033 | Conductor (LV ABC) upgrade reqd - thermal constraints. | C891 | Conductor (LV ABC) | upgrade | thermal constraint. | [6 empty] | 1
OH - Conductors | Conductor - upgrade | Construction | A033 | Conductor (LV ABC) upgrade reqd - voltage constraint. | C890 | Conductor (LV ABC) | upgrade | voltage constraint. | [6 empty] | 1
OH - Conductors | Redundant - Conductor armour rods - install | Defects | A034 | zOther cause (unknown / unlisted) - add note. | C000 | zOther | cause (unknown / unlisted) | add note. | OH Conductors | [Conductor] | {unknown} | (any reason) |  |  | 244
OH - Conductors | Redundant - Conductor vibration dampers - install | Defects | A055 | zOther cause (unknown / unlisted) - add note. | C000 | zOther | cause (unknown / unlisted) | add note. | OH Conductors | [Conductor] | {unknown} | (any reason) |  |  | 245
OH - Conductors | Redundant - Conductor vibration dampers - install | Defects | A055 | Conductor (ACSR) broken / damaged - fatigue. | C794 | Conductor (ACSR) | broken / damaged | fatigue. | OH Conductors | [Conductor] | {broken} | (fatigue) |  |  | 3
OH - Conductors | Redundant - Conductor vibration dampers - install | Defects | A055 | Conductor (HDCu) broken / damaged - fatigue. | C767 | Conductor (HDCu) | broken / damaged | fatigue. | OH Conductors | [Conductor] | {broken} | (fatigue) |  |  | 2
GE - Earthing | Earth - remove | Construction | A069 | Earth redundant - no longer reqd. | C719 | Earth | redundant | no longer reqd. | [6 empty] | 1
GE - Earthing | Earth - remove | Construction | A069 | zOther cause (unknown / unlisted) - add note. | C000 | zOther | cause (unknown / unlisted) | add note. | [6 empty] | 246
OH - Load Break Switches | Load break switch - install | Construction | A086 | Load break switch installation reqd - new connection. | C648 | Load break switch | installation reqd | new connection. | OH Links Switches and Fuses | [5 empty] | 1
OH - Load Break Switches | Load break switch - install | Construction | A086 | Load break switch installation reqd - security of supply. | C650 | Load break switch | installation reqd | security of supply. | OH Links Switches and Fuses | [5 empty] | 1
OH - Load Break Switches | Load break switch - install | Construction | A086 | zOther cause (unknown / unlisted) - add note. | C000 | zOther | cause (unknown / unlisted) | add note. | OH Links Switches and Fuses | [5 empty] | 247
OH - Load Break Switches | Load break switch - relocate | Construction | A087 | Load break switch relocation reqd - recoverable works. | C654 | Load break switch | relocation reqd | recoverable works. | OH Links Switches and Fuses | [5 empty] | 1
OH - Load Break Switches | Load break switch - relocate | Construction | A087 | zOther cause (unknown / unlisted) - add note. | C000 | zOther | cause (unknown / unlisted) | add note. | OH Links Switches and Fuses | [5 empty] | 248
OH - Load Break Switches | Load break switch - upgrade | Construction | A090 | Load break switch upgrade reqd - programmed replacement. | B598 | Load break switch | upgrade reqd | programmed replacement. | OH Links Switches and Fuses | [5 empty] | 1
OH - Load Break Switches | Load break switch - upgrade | Construction | A090 | Load break switch upgrade reqd - reconductoring due to fault level constraint. | C653 | Load break switch | upgrade reqd | fault level constraint. | OH Links Switches and Fuses | [5 empty] | 1
OH - Load Break Switches | Load break switch - upgrade | Construction | A090 | Load break switch upgrade reqd - reconductoring due to thermal constraint. | C651 | Load break switch | upgrade reqd | thermal constraint. | OH Links Switches and Fuses | [5 empty] | 1
OH - Load Break Switches | Load break switch - upgrade | Construction | A090 | Load break switch upgrade reqd - reconductoring due to voltage constraint. | C652 | Load break switch | upgrade reqd | voltage constraint. | OH Links Switches and Fuses | [5 empty] | 1
OH - Load Break Switches | Load break switch - upgrade | Construction | A090 | zOther cause (unknown / unlisted) - add note. | C000 | zOther | cause (unknown / unlisted) | add note. | OH Links Switches and Fuses | [5 empty] | 249
GE - Other | MSM HV Augmentation Required | Construction | A385 | Non network asset inspection required - add note. | D007 | Non network asset | investigation required | add note. | [6 empty] | 1
GE - Other | MSM LV Augmentation Required | Construction | A384 | Non network asset inspection required - add note. | D007 | Non network asset | investigation required | add note. | [6 empty] | 2
SL - Street lights | Night watch luminaire - remove | Construction | A113 | SL night watch luminaire redundant - no longer reqd. | B092 | Street light night watch luminaire | redundant | no longer reqd. | [6 empty] | 2
SL - Street lights | Night watch luminaire - remove | Construction | A113 | zOther cause (unknown / unlisted) - add note. | C000 | zOther | cause (unknown / unlisted) | add note. | [6 empty] | 250
OH - HV Fuses and Links | OH HV fuse / link - install | Construction | A115 | HV fuse / link installation reqd - new connection. | B249 | HV fuse / link | installation reqd | new connection. | OH Links Switches and Fuses | [5 empty] | 1
OH - HV Fuses and Links | OH HV fuse / link - install | Construction | A115 | HV fuse / link installation reqd - security of supply. | B250 | HV fuse / link | installation reqd | security of supply. | OH Links Switches and Fuses | [5 empty] | 1
OH - HV Fuses and Links | OH HV fuse / link - install | Construction | A115 | zOther cause (unknown / unlisted) - add note. | C000 | zOther | cause (unknown / unlisted) | add note. | OH Links Switches and Fuses | [5 empty] | 251
OH - HV Fuses and Links | OH HV fuse / link - relocate | Construction | A116 | HV fuse / link relocation reqd - recoverable works. | B254 | HV fuse / link | relocation reqd | recoverable works. | OH Links Switches and Fuses | [5 empty] | 1
OH - HV Fuses and Links | OH HV fuse / link - relocate | Construction | A116 | zOther cause (unknown / unlisted) - add note. | C000 | zOther | cause (unknown / unlisted) | add note. | OH Links Switches and Fuses | [5 empty] | 252
OH - HV Fuses and Links | OH HV fuse / link - remove | Construction | A268 | Fuse redundant - no longer reqd. | B341 | Fuse | redundant | no longer reqd. | OH Links Switches and Fuses | [5 empty] | 1
OH - HV Fuses and Links | OH HV fuse / link - remove | Construction | A268 | zOther cause (unknown / unlisted) - add note. | C000 | zOther | cause (unknown / unlisted) | add note. | OH Links Switches and Fuses | [5 empty] | 253
OH - HV Fuses and Links | OH HV fuse / link - upgrade | Construction | A119 | HV fuse / link upgrade reqd - programmed replacement. | B594 | HV fuse / link | upgrade reqd | programmed replacement. | OH Links Switches and Fuses | [5 empty] | 1
OH - HV Fuses and Links | OH HV fuse / link - upgrade | Construction | A119 | HV fuse / link upgrade reqd - reconductoring due to fault level constraint. | B253 | HV fuse / link | upgrade reqd | fault level constraint. | OH Links Switches and Fuses | [5 empty] | 1
OH - HV Fuses and Links | OH HV fuse / link - upgrade | Construction | A119 | HV fuse / link upgrade reqd - reconductoring due to thermal constraint. | B251 | HV fuse / link | upgrade reqd | thermal constraint. | OH Links Switches and Fuses | [5 empty] | 1
OH - HV Fuses and Links | OH HV fuse / link - upgrade | Construction | A119 | HV fuse / link upgrade reqd - reconductoring due to voltage constraint. | B252 | HV fuse / link | upgrade reqd | voltage constraint. | OH Links Switches and Fuses | [5 empty] | 1
OH - HV Fuses and Links | OH HV fuse / link - upgrade | Construction | A119 | zOther cause (unknown / unlisted) - add note. | C000 | zOther | cause (unknown / unlisted) | add note. | OH Links Switches and Fuses | [5 empty] | 254
OH - LV Fuses and Links | OH LV fuse / link - install | Construction | A122 | LV fuse / link installation reqd - new connection. | C035 | LV fuse / link | installation reqd | new connection. | OH Links Switches and Fuses | [5 empty] | 1
OH - LV Fuses and Links | OH LV fuse / link - install | Construction | A122 | LV fuse / link installation reqd - security of supply. | C036 | LV fuse / link | installation reqd | security of supply. | OH Links Switches and Fuses | [5 empty] | 1
OH - LV Fuses and Links | OH LV fuse / link - install | Construction | A122 | zOther cause (unknown / unlisted) - add note. | C000 | zOther | cause (unknown / unlisted) | add note. | OH Links Switches and Fuses | [5 empty] | 255
OH - LV Fuses and Links | OH LV fuse / link - relocate | Construction | A123 | LV fuse / link relocation reqd - recoverable works. | B340 | LV fuse / link | relocation reqd | recoverable works. | OH Links Switches and Fuses | [5 empty] | 1
OH - LV Fuses and Links | OH LV fuse / link - relocate | Construction | A123 | zOther cause (unknown / unlisted) - add note. | C000 | zOther | cause (unknown / unlisted) | add note. | OH Links Switches and Fuses | [5 empty] | 256
OH - LV Fuses and Links | OH LV fuse / link - remove | Construction | A275 | Fuse redundant - no longer reqd. | B341 | Fuse | redundant | no longer reqd. | OH Links Switches and Fuses | [5 empty] | 2
OH - LV Fuses and Links | OH LV fuse / link - remove | Construction | A275 | zOther cause (unknown / unlisted) - add note. | C000 | zOther | cause (unknown / unlisted) | add note. | OH Links Switches and Fuses | [5 empty] | 257
OH - LV Fuses and Links | OH LV fuse / link - upgrade | Construction | A126 | LV fuse / link upgrade reqd - programmed replacement. | B595 | LV fuse / link | upgrade reqd | programmed replacement. | OH Links Switches and Fuses | [5 empty] | 1
OH - LV Fuses and Links | OH LV fuse / link - upgrade | Construction | A126 | LV fuse / link upgrade reqd - reconductoring due to fault level constraint. | C039 | LV fuse / link | upgrade reqd | fault level constraint. | OH Links Switches and Fuses | [5 empty] | 1
OH - LV Fuses and Links | OH LV fuse / link - upgrade | Construction | A126 | LV fuse / link upgrade reqd - reconductoring due to thermal constraint. | C037 | LV fuse / link | upgrade reqd | thermal constraint. | OH Links Switches and Fuses | [5 empty] | 1
OH - LV Fuses and Links | OH LV fuse / link - upgrade | Construction | A126 | LV fuse / link upgrade reqd - reconductoring due to voltage constraint. | C038 | LV fuse / link | upgrade reqd | voltage constraint. | OH Links Switches and Fuses | [5 empty] | 1
OH - LV Fuses and Links | OH LV fuse / link - upgrade | Construction | A126 | zOther cause (unknown / unlisted) - add note. | C000 | zOther | cause (unknown / unlisted) | add note. | OH Links Switches and Fuses | [5 empty] | 258
UG - Pillars | Pillar - install | Construction | A328 | Pillar installation reqd - new connection | [10 empty] | 1
UG - Pillars | Pillar - install | Construction | A328 | Pillar installation reqd - security of supply | [10 empty] | 1
UG - Pillars | Pillar - install | Construction | A328 | zOther cause (unknown / unlisted) - add note. | C000 | zOther | cause (unknown / unlisted) | add note. | [6 empty] | 259
UG - Pillars | Pillar - remove | Construction | A127 | Pillar redundant - no longer reqd. | B075 | Pillar | redundant | no longer reqd. | [6 empty] | 1
UG - Pillars | Pillar - remove | Construction | A127 | zOther cause (unknown / unlisted) - add note. | C000 | zOther | cause (unknown / unlisted) | add note. | [6 empty] | 260
UG - Pits | Pit - install | Construction | A329 | Pit installation reqd - new connection | [10 empty] | 1
UG - Pits | Pit - install | Construction | A329 | Pit installation reqd - security of supply | [10 empty] | 1
UG - Pits | Pit - install | Construction | A329 | zOther cause (unknown / unlisted) - add note. | C000 | zOther | cause (unknown / unlisted) | add note. | [6 empty] | 261
UG - Pits | Pit - remove | Construction | A131 | Pit redundant - no longer reqd. | C184 | Pit | redundant | no longer reqd. | [6 empty] | 1
UG - Pits | Pit - remove | Construction | A131 | zOther cause (unknown / unlisted) - add note. | C000 | zOther | cause (unknown / unlisted) | add note. | [6 empty] | 262
OH - Reclosers | Recloser - install | Construction | A160 | Recloser installation reqd - new connection. | C366 | Recloser | installation reqd | new connection. | [6 empty] | 1
OH - Reclosers | Recloser - install | Construction | A160 | Recloser installation reqd - security of supply. | C367 | Recloser | installation reqd | security of supply. | [6 empty] | 1
OH - Reclosers | Recloser - install | Construction | A160 | zOther cause (unknown / unlisted) - add note. | C000 | zOther | cause (unknown / unlisted) | add note. | [6 empty] | 263
OH - Reclosers | Recloser - relocate | Construction | A161 | Recloser relocation reqd - recoverable works. | C371 | Recloser | relocation reqd | recoverable works. | [6 empty] | 1
OH - Reclosers | Recloser - relocate | Construction | A161 | zOther cause (unknown / unlisted) - add note. | C000 | zOther | cause (unknown / unlisted) | add note. | [6 empty] | 264
OH - Reclosers | Recloser - upgrade | Construction | A164 | Recloser upgrade reqd - programmed replacement. | B600 | Recloser | upgrade reqd | programmed replacement. | [6 empty] | 1
OH - Reclosers | Recloser - upgrade | Construction | A164 | Recloser upgrade reqd - reconductoring due to fault level constraint. | C370 | Recloser | upgrade reqd | fault level constraint. | [6 empty] | 1
OH - Reclosers | Recloser - upgrade | Construction | A164 | Recloser upgrade reqd - reconductoring due to thermal constraint. | C368 | Recloser | upgrade reqd | thermal constraint. | [6 empty] | 1
OH - Reclosers | Recloser - upgrade | Construction | A164 | Recloser upgrade reqd - reconductoring due to voltage constraint. | C369 | Recloser | upgrade reqd | voltage constraint. | [6 empty] | 1
OH - Reclosers | Recloser - upgrade | Construction | A164 | zOther cause (unknown / unlisted) - add note. | C000 | zOther | cause (unknown / unlisted) | add note. | [6 empty] | 265
SU - Regulators | Regulator - install | Construction | A169 | Regulator installation reqd - new connection. | C412 | Regulator | installation reqd | new connection. | [6 empty] | 1
SU - Regulators | Regulator - install | Construction | A169 | Regulator installation reqd - security of supply. | C413 | Regulator | installation reqd | security of supply. | [6 empty] | 1
SU - Regulators | Regulator - install | Construction | A169 | zOther cause (unknown / unlisted) - add note. | C000 | zOther | cause (unknown / unlisted) | add note. | [6 empty] | 266
SU - Regulators | Regulator - remove | Construction | A306 | Regulator redundant - no longer reqd. | B718 | Regulator | redundant | no longer reqd. | [6 empty] | 1
SU - Regulators | Regulator - remove | Construction | A306 | zOther cause (unknown / unlisted) - add note. | C000 | zOther | cause (unknown / unlisted) | add note. | [6 empty] | 267
SU - Regulators | Regulator - upgrade | Construction | A173 | Regulator inadequate rating - thermal constraint. | B714 | Regulator | inadequate rating | thermal constraint. | [6 empty] | 1
SU - Regulators | Regulator - upgrade | Construction | A173 | Regulator inadequate rating - voltage constraint. | B715 | Regulator | inadequate rating | voltage constraint. | [6 empty] | 1
SU - Regulators | Regulator - upgrade | Construction | A173 | Regulator upgrade reqd - programmed replacement. | B603 | Regulator | upgrade reqd | programmed replacement. | [6 empty] | 1
SU - Regulators | Regulator - upgrade | Construction | A173 | Regulator upgrade reqd - reconductoring due to fault level constraint. | C416 | Regulator | upgrade reqd | fault level constraint. | [6 empty] | 1
SU - Regulators | Regulator - upgrade | Construction | A173 | Regulator upgrade reqd - reconductoring due to thermal constraint. | C414 | Regulator | upgrade reqd | thermal constraint. | [6 empty] | 1
SU - Regulators | Regulator - upgrade | Construction | A173 | Regulator upgrade reqd - reconductoring due to voltage constraint. | C415 | Regulator | upgrade reqd | voltage constraint. | [6 empty] | 1
SU - Regulators | Regulator - upgrade | Construction | A173 | zOther cause (unknown / unlisted) - add note. | C000 | zOther | cause (unknown / unlisted) | add note. | [6 empty] | 268
SL - Street lights | Street light - remove | Construction | A204 | SL luminaire redundant - no longer reqd. | C561 | Street light luminaire | redundant | no longer reqd. | [6 empty] | 1
SL - Street lights | Street light - remove | Construction | A204 | zOther cause (unknown / unlisted) - add note. | C000 | zOther | cause (unknown / unlisted) | add note. | [6 empty] | 269
SL - Street lights | Street light - upgrade | Construction | A207 | SL luminaire bulk replacement - customer request. | C564 | Street light luminaire | bulk replacement | customer request. | [6 empty] | 1
SL - Street lights | Street light - upgrade | Construction | A207 | zOther cause (unknown / unlisted) - add note. | C000 | zOther | cause (unknown / unlisted) | add note. | [6 empty] | 270
SL - Street light columns | Street light column - remove | Construction | A208 | Street light column (steel) redundant - no longer reqd. | C617 | Street light column (steel) | redundant | no longer reqd. | [6 empty] | 1
SL - Street light columns | Street light column - remove | Construction | A208 | zOther cause (unknown / unlisted) - add note. | C000 | zOther | cause (unknown / unlisted) | add note. | [6 empty] | 271
SU - Substation Site (Chamber) | Sub (Chamber) - install | Construction | A218 | Substation installation reqd - new connection. | B391 | Substation | installation reqd | new connection. | [6 empty] | 1
SU - Substation Site (Chamber) | Sub (Chamber) - install | Construction | A218 | Substation installation reqd - security of supply. | B392 | Substation | installation reqd | security of supply. | [6 empty] | 1
SU - Substation Site (Chamber) | Sub (Chamber) - install | Construction | A218 | zOther cause (unknown / unlisted) - add note. | C000 | zOther | cause (unknown / unlisted) | add note. | [6 empty] | 272
SU - Substation Site (Chamber) | Sub (Chamber) - relocate | Construction | A219 | Substation relocation reqd - recoverable works. | B398 | Substation | relocation reqd | recoverable works. | [6 empty] | 1
SU - Substation Site (Chamber) | Sub (Chamber) - relocate | Construction | A219 | zOther cause (unknown / unlisted) - add note. | C000 | zOther | cause (unknown / unlisted) | add note. | [6 empty] | 273
SU - Substation Site (Chamber) | Sub (Chamber) - remove | Construction | A220 | Substation redundant - no longer reqd. | B389 | Substation | redundant | no longer reqd. | [6 empty] | 1
SU - Substation Site (Chamber) | Sub (Chamber) - remove | Construction | A220 | zOther cause (unknown / unlisted) - add note. | C000 | zOther | cause (unknown / unlisted) | add note. | [6 empty] | 274
SU - Substation Site (Chamber) | Sub (Chamber) - upgrade | Construction | A223 | Substation refurbishment reqd - thermal constraint. | B393 | Substation | refurbishment reqd | thermal constraint. | [6 empty] | 1
SU - Substation Site (Chamber) | Sub (Chamber) - upgrade | Construction | A223 | Substation refurbishment reqd - voltage constraint. | B394 | Substation | refurbishment reqd | voltage constraint. | [6 empty] | 1
SU - Substation Site (Chamber) | Sub (Chamber) - upgrade | Construction | A223 | zOther cause (unknown / unlisted) - add note. | C000 | zOther | cause (unknown / unlisted) | add note. | [6 empty] | 275
SU - Substation Site (Ground Mounted) | Sub (ground mounted) - remove | Construction | A226 | Substation redundant - no longer reqd. | B389 | Substation | redundant | no longer reqd. | [6 empty] | 2
SU - Substation Site (Ground Mounted) | Sub (ground mounted) - remove | Construction | A226 | zOther cause (unknown / unlisted) - add note. | C000 | zOther | cause (unknown / unlisted) | add note. | [6 empty] | 276
SU - Substation Site (Ground Mounted) | Sub (ground mounted) - upgrade | Construction | A229 | Substation refurbishment reqd - thermal constraint. | B393 | Substation | refurbishment reqd | thermal constraint. | [6 empty] | 2
SU - Substation Site (Ground Mounted) | Sub (ground mounted) - upgrade | Construction | A229 | Substation refurbishment reqd - voltage constraint. | B394 | Substation | refurbishment reqd | voltage constraint. | [6 empty] | 2
SU - Substation Site (Ground Mounted) | Sub (ground mounted) - upgrade | Construction | A229 | zOther cause (unknown / unlisted) - add note. | C000 | zOther | cause (unknown / unlisted) | add note. | [6 empty] | 277
SU - Substation Site (Padmount) | Sub (padmount) - install | Construction | A231 | Substation installation reqd - new connection. | B391 | Substation | installation reqd | new connection. | [6 empty] | 2
SU - Substation Site (Padmount) | Sub (padmount) - install | Construction | A231 | Substation installation reqd - security of supply. | B392 | Substation | installation reqd | security of supply. | [6 empty] | 2
SU - Substation Site (Padmount) | Sub (padmount) - install | Construction | A231 | zOther cause (unknown / unlisted) - add note. | C000 | zOther | cause (unknown / unlisted) | add note. | [6 empty] | 278
SU - Substation Site (Padmount) | Sub (padmount) - relocate | Construction | A233 | Substation relocation reqd - recoverable works. | B398 | Substation | relocation reqd | recoverable works. | [6 empty] | 2
SU - Substation Site (Padmount) | Sub (padmount) - relocate | Construction | A233 | zOther cause (unknown / unlisted) - add note. | C000 | zOther | cause (unknown / unlisted) | add note. | [6 empty] | 279
SU - Substation Site (Padmount) | Sub (padmount) - remove | Construction | A234 | Substation redundant - no longer reqd. | B389 | Substation | redundant | no longer reqd. | [6 empty] | 3
SU - Substation Site (Padmount) | Sub (padmount) - remove | Construction | A234 | zOther cause (unknown / unlisted) - add note. | C000 | zOther | cause (unknown / unlisted) | add note. | [6 empty] | 280
SU - Substation Site (Padmount) | Sub (padmount) - upgrade | Construction | A237 | Substation refurbishment reqd - thermal constraint. | B393 | Substation | refurbishment reqd | thermal constraint. | [6 empty] | 3
SU - Substation Site (Padmount) | Sub (padmount) - upgrade | Construction | A237 | Substation refurbishment reqd - voltage constraint. | B394 | Substation | refurbishment reqd | voltage constraint. | [6 empty] | 3
SU - Substation Site (Padmount) | Sub (padmount) - upgrade | Construction | A237 | zOther cause (unknown / unlisted) - add note. | C000 | zOther | cause (unknown / unlisted) | add note. | [6 empty] | 281
SU - Substation Site (Pole Mounted) | Sub (pole mounted) - install | Construction | A239 | Substation installation reqd - new connection. | B391 | Substation | installation reqd | new connection. | [6 empty] | 3
SU - Substation Site (Pole Mounted) | Sub (pole mounted) - install | Construction | A239 | Substation installation reqd - security of supply. | B392 | Substation | installation reqd | security of supply. | [6 empty] | 3
SU - Substation Site (Pole Mounted) | Sub (pole mounted) - install | Construction | A239 | zOther cause (unknown / unlisted) - add note. | C000 | zOther | cause (unknown / unlisted) | add note. | [6 empty] | 282
SU - Substation Site (Pole Mounted) | Sub (pole mounted) - refurbishment | Construction | A244 | Substation refurbishment reqd - asset condition. | B396 | Substation | refurbishment reqd | asset condition. | [6 empty] | 3
SU - Substation Site (Pole Mounted) | Sub (pole mounted) - relocate | Construction | A241 | Substation relocation reqd - recoverable works. | B398 | Substation | relocation reqd | recoverable works. | [6 empty] | 3
SU - Substation Site (Pole Mounted) | Sub (pole mounted) - relocate | Construction | A241 | zOther cause (unknown / unlisted) - add note. | C000 | zOther | cause (unknown / unlisted) | add note. | [6 empty] | 283
SU - Substation Site (Pole Mounted) | Sub (pole mounted) - remove | Construction | A242 | Substation redundant - no longer reqd. | B389 | Substation | redundant | no longer reqd. | [6 empty] | 4
SU - Substation Site (Pole Mounted) | Sub (pole mounted) - remove | Construction | A242 | zOther cause (unknown / unlisted) - add note. | C000 | zOther | cause (unknown / unlisted) | add note. | [6 empty] | 284
SU - Substation Site (Pole Mounted) | Sub (pole mounted) - upgrade | Construction | A245 | Substation (pole mounted) replacement reqd - previous design standard. | B809 | Substation (pole mounted) | replacement reqd | previous design standard. | [6 empty] | 1
SU - Substation Site (Pole Mounted) | Sub (pole mounted) - upgrade | Construction | A245 | Substation HV leads / connections uninsulated - previous design standard. | B776 | Substation HV leads / connections | uninsulated | previous design standard. | [6 empty] | 1
SU - Substation Site (Pole Mounted) | Sub (pole mounted) - upgrade | Construction | A245 | Substation refurbishment reqd - thermal constraint. | B393 | Substation | refurbishment reqd | thermal constraint. | [6 empty] | 4
SU - Substation Site (Pole Mounted) | Sub (pole mounted) - upgrade | Construction | A245 | Substation refurbishment reqd - voltage constraint. | B394 | Substation | refurbishment reqd | voltage constraint. | [6 empty] | 4
SU - Substation Site (Pole Mounted) | Sub (pole mounted) - upgrade | Construction | A245 | zOther cause (unknown / unlisted) - add note. | C000 | zOther | cause (unknown / unlisted) | add note. | [6 empty] | 285
SU - Switchgear (Oil Insulated) | Switchgear (Oil Insulated) - remove | Construction | A303 | Switchgear redundant - no longer reqd. | B779 | Switchgear | redundant | no longer reqd. | [6 empty] | 1
SU - Switchgear (Oil Insulated) | Switchgear (Oil Insulated) - remove | Construction | A303 | zOther cause (unknown / unlisted) - add note. | C000 | zOther | cause (unknown / unlisted) | add note. | [6 empty] | 286
SU - Switchgear (Resin Insulated) | Switchgear (Resin Insulated) - remove | Construction | A304 | Switchgear redundant - no longer reqd. | B779 | Switchgear | redundant | no longer reqd. | [6 empty] | 2
SU - Switchgear (Resin Insulated) | Switchgear (Resin Insulated) - remove | Construction | A304 | zOther cause (unknown / unlisted) - add note. | C000 | zOther | cause (unknown / unlisted) | add note. | [6 empty] | 287
SU - Switchgear (SF6 Insulated) | Switchgear (SF6 Insulated) - remove | Construction | A305 | zOther cause (unknown / unlisted) - add note. | C000 | zOther | cause (unknown / unlisted) | add note. | [6 empty] | 288
SU - Transformers | Transformer - remove | Construction | A259 | Transformer redundant - no longer reqd. | B441 | Transformer | redundant | no longer reqd. | [6 empty] | 1
SU - Transformers | Transformer - remove | Construction | A259 | zOther cause (unknown / unlisted) - add note. | C000 | zOther | cause (unknown / unlisted) | add note. | [6 empty] | 289
SU - Transformers | Transformer - upgrade | Construction | A262 | Transformer inadequate rating - thermal constraint. | B717 | Transformer | inadequate rating | thermal constraint. | [6 empty] | 1
SU - Transformers | Transformer - upgrade | Construction | A262 | Transformer inadequate rating - voltage constraint. | B716 | Transformer | inadequate rating | voltage constraint. | [6 empty] | 1
SU - Transformers | Transformer - upgrade | Construction | A262 | Transformer upgrade reqd - thermal constraint. | B442 | Transformer | upgrade reqd | thermal constraint. | [6 empty] | 1
SU - Transformers | Transformer - upgrade | Construction | A262 | Transformer upgrade reqd - voltage constraint. | B607 | Transformer | upgrade reqd | voltage constraint. | [6 empty] | 1
SU - Transformers | Transformer - upgrade | Construction | A262 | zOther cause (unknown / unlisted) - add note. | C000 | zOther | cause (unknown / unlisted) | add note. | [6 empty] | 295
| LV service conductor - retension |  | A102 | Conductor (covered LV) insufficient clearance - non compliant construction. | B041 |  |  |  | OH Customer Service Connections | [Conductor - Conductor] | {insufficient clearance} | (unauthorised construction) |  |  | 3
| LV service conductor - replace |  | A101 | Conductor (covered LV) insufficient clearance - unauthorised construction. | B042 |  |  |  | OH Customer Service Connections | [Conductor - Conductor] | {insufficient clearance} | (unauthorised construction) |  |  | 6
| LV service conductor - replace |  | A101 | Conductor (OH LV service) reduced clearance - previous design standard. | C069 |  |  |  | OH Customer Service Connections | [Conductor - Conductor] | {insufficient clearance} | (functional requirements) |  |  | 1
| LV service conductor - retension |  | A102 | Conductor (OH LV service) reduced clearance - previous design standard. | C069 |  |  |  | OH Customer Service Connections | [Conductor - Conductor] | {insufficient clearance} | (functional requirements) |  |  | 2
| LV service conductor - replace |  | A101 | Conductor (OH LV service) reduced clearance - unauthorised construction. | C071 |  |  |  | OH Customer Service Connections | [Conductor - Conductor] | {insufficient clearance} | (unauthorised construction) |  |  | 1
| Service - Replace Connections |  | FRCS | Connection Faulty | CONN |  |  |  | OH Customer Service Connections | [Connection - Connection] | {broken} | (unknown) |  |  | 11
| Service - Remove Foreign Object |  | FRFO | Foreign Object on Line | FGOB |  |  |  | OH Customer Service Connections | [Conductor - Conductor] | {insufficient clearance} | (foreign object obstruction) |  |  | 3
| Service - Replace Bridging |  | FRBG | Insulation Damage | INDM |  |  |  | OH Customer Service Connections | [Connection - Bridging] | {insulation damage} | (unknown) |  |  | 6
| Service - Replace Mains Box |  | FRMB | Insulation Damage | INDM |  |  |  | OH Customer Service Connections | [Connection - Mains box] | {insulation damage} | (unknown) |  |  | 7
| Service - Replace Service |  | FRSV | Insulation Damage | INDM |  |  |  | OH Customer Service Connections | [Conductor - Insulation] | {insulation damage} | (unknown) |  |  | 8
| LV Service - design assessment reqd |  | A307 | Low Clearance | LCLR |  |  |  | OH Customer Service Connections | [Conductor - Conductor] | {insufficient clearance} | (unknown) |  |  | 4
| Service - Install Raiser Bracket |  | FIRB | Low Clearance | LCLR |  |  |  | OH Customer Service Connections | [Conductor - Conductor] | {insufficient clearance} | (unknown) |  |  | 5
| Service - Re-Tension Service |  | FRTS | Low Clearance | LCLR |  |  |  | OH Customer Service Connections | [Conductor - Conductor] | {insufficient clearance} | (unknown) |  |  | 6
| Conductor - Mid Span Service / Spreader - Repair |  | CMSS | Missing/Loose Connectors or Clips | MLCC |  |  |  | OH Customer Service Connections | [Mounting hardware - Mid-span spreader] | {insufficient clearance} | (installation error) |  |  | 2
| Service - Programmed Replacement |  | FPRS | Networks Capital Project | PNCP |  |  |  | OH Customer Service Connections | [Conductor - Conductor] | {out of spec} | (functional requirements) |  |  | 11
| Service - Inspection |  | FINS | Other - Add Note | OTAN |  |  |  | OH Customer Service Connections | [Inspection - Inspection] | {inspection} | (inspection) |  |  | 129
| Service - Replace Mains Box |  | FRMB | Other - Add Note | OTAN |  |  |  | OH Customer Service Connections | [Connection - Mains box] | {unknown} | (unknown) |  |  | 130
| Service - Work Required |  | FWOR | Other - Add Note | OTAN |  |  |  | OH Customer Service Connections | [Conductor - Conductor] | {out of spec} | (unknown) |  |  | 131
| LV service connection - replace |  | A103 | Private service mains broken / damaged - add note. | B103 |  |  |  | OH Customer Service Connections | [Connection - Private asset] | {broken} | (unknown) |  |  | 3
| Service - Install Raiser Bracket |  | FIRB | Service Over-Tensioned | RSOT |  |  |  | OH Customer Service Connections | [Conductor - Conductor] | {broken} | (installation error) |  |  | 3
| Service - Re-Tension Service |  | FRTS | Service Over-Tensioned | RSOT |  |  |  | OH Customer Service Connections | [Conductor - Conductor] | {broken} | (installation error) |  |  | 4
| Service - Replace J Hook Support |  | FRJH | Service Support Defective | RSSD |  |  |  | OH Customer Service Connections | [Mounting hardware - J-hook] | {broken} | (unknown) |  |  | 4
| Service - Replace Raiser Bracket |  | FRRB | Service Support Defective | RSSD |  |  |  | OH Customer Service Connections | [Mounting hardware - Riser bracket] | {broken} | (unknown) |  |  | 5
| Service - Replace Service Support Pole |  | FRSS | Service Support Defective | RSSD |  |  |  | OH Customer Service Connections | [Related asset class] | {broken} | (unknown) |  |  | 6
| Service - Programmed Replacement |  | FPRS | Termination Faulty | TMFY |  |  |  | OH Customer Service Connections | [Connection - Connection] | {broken} | (functional requirements) |  |  | 2
| Service - Replace Termination |  | FRTN | Termination Faulty | TMFY |  |  |  | OH Customer Service Connections | [Connection - Connection] | {broken} | (unknown) |  |  | 3
| Service - Re-Tension Service |  | FRTS | Termination Faulty | TMFY |  |  |  | OH Customer Service Connections | [Connection - Connection] | {broken} | (unknown) |  |  | 4
| LV service clamp - replace |  | A099 | zOther cause (unknown / unlisted) - add note. | C000 |  |  |  | OH Customer Service Connections | [Mounting hardware - Clamp] | {unknown} | (unknown) |  |  | 291
| Private Service Connection - replace |  | A361 | zOther cause (unknown / unlisted) - add note. | C000 |  |  |  | OH Customer Service Connections | [Connection - Connection] | {unknown} | (unknown) |  |  | 292
| Service - Inspection |  | FINS | zOther cause (unknown / unlisted) - add note. | C000 |  |  |  | OH Customer Service Connections | [Inspection - Inspection] | {inspection} | (inspection) |  |  | 293
| Service - Programmed Replacement |  | FPRS | Insulation Damage | INDM |  |  |  | OH Customer Service Connections | [Conductor - Insulation] | {insulation damage} | (functional requirements) |  |  | 9
| Service - Programmed Replacement |  | FPRS | Connection Faulty | CONN |  |  |  | OH Customer Service Connections | [Connection - Connection] | {broken} | (functional requirements) |  |  | 12
| LV Service - design assessment reqd |  | A307 | Conductor (OH LV service) reduced clearance - previous design standard. | C069 |  |  |  | OH Customer Service Connections | [Conductor - Conductor] | {insufficient clearance} | (functional requirements) |  |  | 3
| Service - Replace Mains Box |  | FRMB | Foreign Attachment on Pole | FATT |  |  |  | OH Customer Service Connections | [Connection - Mains box] | {insufficient clearance} | (unauthorised construction) |  |  | 2
| Service - Programmed Replacement |  | FPRS | Fuses Faulty | FUSF |  |  |  | OH Customer Service Connections | [Fuse - Fuse] | {broken} | (unknown) |  |  | 10
| Service - Replace Termination |  | FRTN | Other - Add Note | OTAN |  |  |  | OH Customer Service Connections | [Mounting hardware - Mounting hardware] | {broken} | (unknown) |  |  | 132
| Service - Work Required |  | FWOR | Insulation Damage | INDM |  |  |  | OH Customer Service Connections | [Conductor - Insulation] | {insulation damage} | (unknown) |  |  | 10
| Service - Replace Termination |  | FRTN | Preform Fitting Damaged | PFFD |  |  |  | OH Customer Service Connections | [Mounting hardware - Mounting hardware] | {broken} | (unknown) |  |  | 6
| Service - Replace Termination |  | FRTN | Service Support Defective | RSSD |  |  |  | OH Customer Service Connections | [Mounting hardware - Mounting hardware] | {broken} | (unknown) |  |  | 7
| LV service riser bracket - install |  | A276 | Conductor (OH LV service) reduced clearance - unauthorised construction. | C071 |  |  |  | OH Customer Service Connections | [Conductor - Conductor] | {insufficient clearance} | (unauthorised construction) |  |  | 2
| Service - Replace Service |  | FRSV | Other - Add Note | OTAN |  |  |  | OH Customer Service Connections | [Conductor - Conductor] | {unknown} | (unknown) |  |  | 133
| Service - Re-Tension Service |  | FRTS | Other - Add Note | OTAN |  |  |  | OH Customer Service Connections | [Conductor - Conductor] | {unknown} | (unknown) |  |  | 134
| LV Service - design assessment reqd |  | A307 | Conductor (OH LV service) reduced clearance - unauthorised construction. | C071 |  |  |  | OH Customer Service Connections | [Conductor - Conductor] | {insufficient clearance} | (unauthorised construction) |  |  | 3
| LV service clamp - replace |  | A099 | [5 empty] | OH Customer Service Connections | [Mounting hardware - Clamp] | {unknown} | (unknown) |  |  | 0
| Service - Replace Service |  | FRSV | Networks Capital Project | PNCP |  |  |  | OH Customer Service Connections | [Conductor - Conductor] | {out of spec} | (functional requirements) |  |  | 12
| LV service conductor - replace |  | A101 | Private asset broken / damaged - add note | B887 |  |  |  | OH Customer Service Connections | [Connection - Private asset] | {broken} | (unknown) |  |  | 33
| Service - Replace J Hook Support |  | FRJH | Other - Add Note | OTAN |  |  |  | OH Customer Service Connections | [Mounting hardware - J-hook] | {unknown} | (unknown) |  |  | 135
| Service - Work Required |  | FWOR | Service Support Defective | RSSD |  |  |  | OH Customer Service Connections | [Mounting hardware - Mounting hardware] | {broken} | (unknown) |  |  | 8
| LV service riser bracket - replace |  | A105 | Conductor (OH LV service) reduced clearance - previous design standard. | C069 |  |  |  | OH Customer Service Connections | [Conductor - Conductor] | {insufficient clearance} | (functional requirements) |  |  | 4
| Service - Replace Termination |  | FRTN | Insulation Damage | INDM |  |  |  | OH Customer Service Connections | [Connection - Connection] | {insulation damage} | (unknown) |  |  | 11
| Service - Work Required |  | FWOR | zOther cause (unknown / unlisted) - add note. | C000 |  |  |  | OH Customer Service Connections | [Conductor - Conductor] | {out of spec} | (unknown) |  |  | 294
| LV service clamp - replace |  | A099 | Private asset broken / damaged - add note | B887 |  |  |  | OH Customer Service Connections | [Connection - Private asset] | {broken} | (unknown) |  |  | 34
| LV service conductor - replace |  | A101 | Conductor (bare LV) insufficient clearance - conductor creep / structure movement. | B050 |  |  |  | OH Customer Service Connections | [Conductor - Conductor] | {insufficient clearance} | (environment) |  |  | 5
| Service - Remove Foreign Object |  | FRFO | Insulation Damage | INDM |  |  |  | OH Customer Service Connections | [Conductor - Conductor] | {insulation damage} | (foreign object obstruction) |  |  | 12
| Service - Remove Foreign Object |  | FRFO | Other - Add Note | OTAN |  |  |  | OH Customer Service Connections | [Conductor - Conductor] | {insufficient clearance} | (foreign object obstruction) |  |  | 136
| Service - Replace Mains Box |  | FRMB | External Decay Above | EXDA |  |  |  | OH Customer Service Connections | [Connection - Mains box] | {out of spec} | (related asset failure) |  |  | 5
| Service - Replace Termination |  | FRTN | External Decay Above | EXDA |  |  |  | OH Customer Service Connections | [Mounting hardware - Mounting hardware] | {broken} | (environment) |  |  | 6
| Service - Re-Tension Service |  | FRTS | LV Insufficent Ground Clearance | LVGC |  |  |  | OH Customer Service Connections | [Conductor - Conductor] | {insufficient clearance} | (unknown) |  |  | 9
| Service - Work Required |  | FWOR | Connection Faulty | CONN |  |  |  | OH Customer Service Connections | [Connection - Connection] | {broken} | (unknown) |  |  | 13
| LV service clamp - replace |  | A099 | Connection Faulty | CONN |  |  |  | OH Customer Service Connections | [Connection - Connection] | {broken} | (unknown) |  |  | 14
| LV service fuse - replace |  | A104 | Private asset broken / damaged - add note | B887 |  |  |  | OH Customer Service Connections | [Connection - Private asset] | {broken} | (unknown) |  |  | 35
| LV service riser bracket - install |  | A276 | Private asset broken / damaged - add note | B887 |  |  |  | OH Customer Service Connections | [Connection - Private asset] | {broken} | (unknown) |  |  | 36
| Private Service Connection - repair |  | A360 | LV service connection (POA) broken / damaged - insulation degradation. | C099 |  |  |  | OH Customer Service Connections | [Connection - Connection] | {insulation damage} | (unknown) |  |  | 2
| Service - Programmed Replacement |  | FPRS | Other - Add Note | OTAN |  |  |  | OH Customer Service Connections | [Conductor - Conductor] | {out of spec} | (functional requirements) |  |  | 137
| Service - Replace Connections |  | FRCS | Crossarm Split | CSPT |  |  |  | OH Customer Service Connections | [Connection - Connection] | {broken} | (related asset failure) |  |  | 4
| Service - Replace J Hook Support |  | FRJH | Faulty Insulator | FYIR |  |  |  | OH Customer Service Connections | [Mounting hardware - J-hook] | {insulation damage} | (unknown) |  |  | 6
| Service - Replace Mains Box |  | FRMB | Crossarm Split | CSPT |  |  |  | OH Customer Service Connections | [Connection - Mains box] | {broken} | (related asset failure) |  |  | 5
| Service - Replace Service |  | FRSV | Crossarm Split | CSPT |  |  |  | OH Customer Service Connections | [Conductor - Conductor] | {broken} | (related asset failure) |  |  | 6
| Service - Replace Termination |  | FRTN | Crossarm Split | CSPT |  |  |  | OH Customer Service Connections | [Connection - Connection] | {broken} | (related asset failure) |  |  | 7
| Service - Replace Termination |  | FRTN | Damaged Conductors | DMCD |  |  |  | OH Customer Service Connections | [Connection - Connection] | {broken} | (unknown) |  |  | 7
| Service - Re-Tension Service |  | FRTS | Crossarm Badly Weathered | CBWD |  |  |  | OH Customer Service Connections | [Related asset class] | {broken} | (environment) |  |  | 3
| Service - Work Required |  | FWOR | External Decay Above | EXDA |  |  |  | OH Customer Service Connections | [Related asset class] | {out of spec} | (related asset failure) |  |  | 7
| Service - Work Required |  | FWOR | Foreign Object on Line | FGOB |  |  |  | OH Customer Service Connections | [Conductor - Conductor] | {insufficient clearance} | (foreign object obstruction) |  |  | 4
| Service - Work Required |  | FWOR | Preform Fitting Damaged | PFFD |  |  |  | OH Customer Service Connections | [Connection - Connection] | {broken} | (unknown) |  |  | 7
| LV Service - design assessment reqd |  | A307 | Private asset insufficient clearance - add note. | B889 |  |  |  | OH Customer Service Connections | [Connection - Private asset] | {insufficient clearance} | (unknown) |  |  | 3
| LV service - replace bridging |  | A098 | Damaged Conductors | DMCD |  |  |  | OH Customer Service Connections | [Connection - Bridging] | {broken} | (unknown) |  |  | 8
| LV service - replace bridging |  | A098 | Insufficient Phase Clearance | IPCL |  |  |  | OH Customer Service Connections | [Connection - Bridging] | {insufficient clearance} | (unknown) |  |  | 6
| LV service conductor - replace |  | A101 | LV Insufficent Ground Clearance | LVGC |  |  |  | OH Customer Service Connections | [Conductor - Conductor] | {insufficient clearance} | (unknown) |  |  | 10
| LV service conductor - retension |  | A102 | Conductor (covered LV) insufficient clearance - conductor creep / structure movement. | B043 |  |  |  | OH Customer Service Connections | [Conductor - Conductor] | {insufficient clearance} | (environment) |  |  | 5
| LV service conductor - retension |  | A102 | Conductor (covered LV) insufficient clearance - unauthorised construction. | B042 |  |  |  | OH Customer Service Connections | [Conductor - Conductor] | {insufficient clearance} | (unauthorised construction) |  |  | 7
| LV service conductor - retension |  | A102 | Conductor (OH LV service) reduced clearance - unauthorised construction. | C071 |  |  |  | OH Customer Service Connections | [Conductor - Conductor] | {insufficient clearance} | (unauthorised construction) |  |  | 4
| LV service connection - replace |  | A103 | Conductor (OH LV service) insufficient clearance - previous design standard. | C072 |  |  |  | OH Customer Service Connections | [Conductor - Conductor] | {insufficient clearance} | (functional requirements) |  |  | 6
| LV service connection - replace |  | A103 | Conductor (OH LV service) insufficient clearance - unauthorised construction. | C073 |  |  |  | OH Customer Service Connections | [Conductor - Conductor] | {insufficient clearance} | (unauthorised construction) |  |  | 8
| LV service connection - replace |  | A103 | Disused asset consider removal - add note. | B651 |  |  |  | OH Customer Service Connections | [Conductor - Conductor] | {disused} | (functional requirements) |  |  | 2
| LV service connection - replace |  | A103 | Insulator (pin) broken / damaged - mechanical overload. | B128 |  |  |  | OH Customer Service Connections | [Conductor - Conductor] | {broken} | (installation error) |  |  | 2
| LV service connection - replace |  | A103 | Other - Add Note | OTAN |  |  |  | OH Customer Service Connections | [Conductor - Conductor] | {unknown} | (unknown) |  |  | 138
| LV service J hook - replace |  | A316 | Conductor (OH LV service) broken / damaged - overtensioned. | C058 |  |  |  | OH Customer Service Connections | [Mounting hardware - J-hook] | {broken} | (installation error) |  |  | 3
| LV service riser bracket - replace |  | A105 | Conductor (OH LV service) reduced clearance - unauthorised construction. | C071 |  |  |  | OH Customer Service Connections | [Conductor - Conductor] | {insufficient clearance} | (unauthorised construction) |  |  | 5
| LV service riser bracket - replace |  | A105 | Private asset broken / damaged - add note | B887 |  |  |  | OH Customer Service Connections | [Connection - Private asset] | {broken} | (unknown) |  |  | 37
| Private Service Connection - repair |  | A360 | Insulation Damage | INDM |  |  |  | OH Customer Service Connections | [Connection - Connection] | {insulation damage} | (unknown) |  |  | 13
| Private Service Connection - repair |  | A360 | LV service connection (POA) broken / damaged - installation error. | B739 |  |  |  | OH Customer Service Connections | [Connection - Connection] | {broken} | (installation error) |  |  | 2
| Private Service Connection - repair |  | A360 | LV service connection (POA) broken / damaged - third party impact. | C100 |  |  |  | OH Customer Service Connections | [Connection - Connection] | {broken} | (impact) |  |  | 2
| Private Service Connection - repair |  | A360 | Service Support Defective | RSSD |  |  |  | OH Customer Service Connections | [Connection - Connection] | {broken} | (unknown) |  |  | 9
| Private Service Connection - repair |  | A360 | zOther cause (unknown / unlisted) - add note. | C000 |  |  |  | OH Customer Service Connections | [Connection - Connection] | {broken} | (unknown) |  |  | 295
| Private Service Connection - replace |  | A361 | Disused asset consider removal - add note. | B651 |  |  |  | OH Customer Service Connections | [Conductor - Conductor] | {disused} | (unknown) |  |  | 3
| Private Service Connection - replace |  | A361 | Insulation Damage | INDM |  |  |  | OH Customer Service Connections | [Connection - Connection] | {insulation damage} | (unknown) |  |  | 14
| Private Service Connection - replace |  | A361 | LV service connection (POA) broken / damaged - installation error. | B739 |  |  |  | OH Customer Service Connections | [Connection - Connection] | {broken} | (installation error) |  |  | 3
| Service - Remove Foreign Object |  | FRFO | Crossarm Fungal Decay | CFGD |  |  |  | OH Customer Service Connections | [Related asset class] | {broken} | (environment) |  |  | 2
| Service - Replace Bridging |  | FRBG | Foreign Attachment on Pole | FATT |  |  |  | OH Customer Service Connections | [Connection - Bridging] | {insufficient clearance} | (unauthorised construction) |  |  | 3
| Service - Replace Connections |  | FRCS | Private asset broken / damaged - add note | B887 |  |  |  | OH Customer Service Connections | [Connection - Private asset] | {broken} | (unknown) |  |  | 38
| Service - Replace Connections |  | FRCS | Service Support Defective | RSSD |  |  |  | OH Customer Service Connections | [Mounting hardware - Mounting hardware] | {broken} | (unknown) |  |  | 10
| Service - Replace J Hook Support |  | FRJH | Connection Faulty | CONN |  |  |  | OH Customer Service Connections | [Mounting hardware - J-hook] | {broken} | (unknown) |  |  | 15
| Service - Replace J Hook Support |  | FRJH | External Decay Above | EXDA |  |  |  | OH Customer Service Connections | [Mounting hardware - J-hook] | {out of spec} | (related asset failure) |  |  | 8
| Service - Replace J Hook Support |  | FRJH | Pole Cap Faulty | PCFY |  |  |  | OH Customer Service Connections | [Mounting hardware - J-hook] | {broken} | (unknown) |  |  | 2
| Service - Replace J Hook Support |  | FRJH | Steel Work Faulty | SWFY |  |  |  | OH Customer Service Connections | [Mounting hardware - J-hook] | {broken} | (unknown) |  |  | 8
| Service - Replace J Hook Support |  | FRJH | Termite (Insect) Damage | TERM |  |  |  | OH Customer Service Connections | [Mounting hardware - J-hook] | {out of spec} | (related asset failure) |  |  | 13
| Service - Replace Mains Box |  | FRMB | Connection Faulty | CONN |  |  |  | OH Customer Service Connections | [Connection - Mains box] | {broken} | (unknown) |  |  | 16
| Service - Replace Mains Box |  | FRMB | Corrosion | PFCR |  |  |  | OH Customer Service Connections | [Connection - Mains box] | {broken} | (corrosion) |  |  | 6
| Service - Replace Mains Box |  | FRMB | Preform Fitting Damaged | PFFD |  |  |  | OH Customer Service Connections | [Connection - Mains box] | {broken} | (unknown) |  |  | 8
| Service - Replace Mains Box |  | FRMB | Steel Work Faulty | SWFY |  |  |  | OH Customer Service Connections | [Connection - Mains box] | {broken} | (unknown) |  |  | 9
| Service - Replace Raiser Bracket |  | FRRB | Other - Add Note | OTAN |  |  |  | OH Customer Service Connections | [Mounting hardware - Riser bracket] | {unknown} | (unknown) |  |  | 139
| Service - Replace Service |  | FRSV | Connection Faulty | CONN |  |  |  | OH Customer Service Connections | [Connection - Connection] | {broken} | (unknown) |  |  | 17
| Service - Replace Service |  | FRSV | Crossarm Badly Weathered | CBWD |  |  |  | OH Customer Service Connections | [Related asset class] | {broken} | (environment) |  |  | 4
| Service - Replace Service |  | FRSV | Damaged Conductors | DMCD |  |  |  | OH Customer Service Connections | [Conductor - Conductor] | {broken} | (unknown) |  |  | 9
| Service - Replace Service |  | FRSV | Guy Faulty | GYFY |  |  |  | OH Customer Service Connections | [Conductor - Conductor] | {broken} | (related asset failure) |  |  | 11
| Service - Replace Service |  | FRSV | LV Insufficent Ground Clearance | LVGC |  |  |  | OH Customer Service Connections | [Conductor - Conductor] | {insufficient clearance} | (unknown) |  |  | 11
| Service - Replace Service |  | FRSV | Service Support Defective | RSSD |  |  |  | OH Customer Service Connections | [Mounting hardware - Mounting hardware] | {broken} | (unknown) |  |  | 11
| Service - Replace Service |  | FRSV | SL luminaire inoperable - blown globe. | C573 |  |  |  | OH Customer Service Connections | [Related asset class] | {out of spec} | (related asset failure) |  |  | 2
| Service - Replace Service |  | FRSV | Vehicle Damage | VEHD |  |  |  | OH Customer Service Connections | [Conductor - Conductor] | {broken} | (impact) |  |  | 6
| Service - Replace Service Support Pole |  | FRSS | Internal Decay Below | IDYB |  |  |  | OH Customer Service Connections | [Related asset class] | {out of spec} | (related asset failure) |  |  | 6
| Service - Replace Termination |  | FRTN | Conductor Faulty | CDFY |  |  |  | OH Customer Service Connections | [Connection - Connection] | {broken} | (unknown) |  |  | 8
| Service - Replace Termination |  | FRTN | Connection Faulty | CONN |  |  |  | OH Customer Service Connections | [Connection - Connection] | {broken} | (unknown) |  |  | 18
| Service - Replace Termination |  | FRTN | Crossarm Badly Weathered | CBWD |  |  |  | OH Customer Service Connections | [Related asset class] | {broken} | (environment) |  |  | 5
| Service - Replace Termination |  | FRTN | Foreign Attachment on Pole | FATT |  |  |  | OH Customer Service Connections | [Mounting hardware - Mounting hardware] | {out of spec} | (unauthorised construction) |  |  | 4
| Service - Replace Termination |  | FRTN | Steel Work Faulty | SWFY |  |  |  | OH Customer Service Connections | [Mounting hardware - Mounting hardware] | {broken} | (unknown) |  |  | 10
| Service - Replace Termination |  | FRTN | Structure Encroachment | STEN |  |  |  | OH Customer Service Connections | [Mounting hardware - Mounting hardware] | {insufficient clearance} | (unauthorised construction) |  |  | 2
| Service - Replace Termination |  | FRTN | Tank Faulty | TKFY |  |  |  | OH Customer Service Connections | [Mounting hardware - Mounting hardware] | {broken} | (unknown) |  |  | 10
| Service - Re-Tension Service |  | FRTS | External Decay Above | EXDA |  |  |  | OH Customer Service Connections | [Related asset class] | {out of spec} | (related asset failure) |  |  | 9
| Service - Re-Tension Service |  | FRTS | Private service mains broken / damaged - add note. | B103 |  |  |  | OH Customer Service Connections | [Connection - Private asset] | {broken} | (unknown) |  |  | 4
| Service - Re-Tension Service |  | FRTS | Service Support Defective | RSSD |  |  |  | OH Customer Service Connections | [Mounting hardware - Mounting hardware] | {broken} | (unknown) |  |  | 12
| Service - Work Required |  | FWOR | Conductor (covered LV) insufficient clearance - conductor creep / structure movement. | B043 |  |  |  | OH Customer Service Connections | [Conductor - Conductor] | {insufficient clearance} | (environment) |  |  | 6
| Service - Work Required |  | FWOR | Conduit broken / damaged - impact / deterioration. | B618 |  |  |  | OH Customer Service Connections | [Conductor - Conductor] | {broken} | (unknown) |  |  | 2
| Service - Work Required |  | FWOR | Crossarm Badly Weathered | CBWD |  |  |  | OH Customer Service Connections | [Related asset class] | {broken} | (environment) |  |  | 6
| Service - Work Required |  | FWOR | Faulty Insulator | FYIR |  |  |  | OH Customer Service Connections | [Conductor - Insulation] | {insulation damage} | (unknown) |  |  | 7
| Service - Work Required |  | FWOR | Foreign Attachment on Pole | FATT |  |  |  | OH Customer Service Connections | [Related asset class] | {insufficient clearance} | (unauthorised construction) |  |  | 5
| Service - Work Required |  | FWOR | Fuses Faulty | FUSF |  |  |  | OH Customer Service Connections | [Fuse - Fuse] | {broken} | (unknown) |  |  | 11
| Service - Work Required |  | FWOR | Private service connection point broken / damaged - add note. | B104 |  |  |  | OH Customer Service Connections | [Connection - Private asset] | {broken} | (unknown) |  |  | 3
| Service - Work Required |  | FWOR | Structure Encroachment | STEN |  |  |  | OH Customer Service Connections | [Conductor - Conductor] | {insufficient clearance} | (unauthorised construction) |  |  | 3
Note on K4106: Michael Horsley: Riser bracket task, but conductor issue
Note on K4107: Michael Horsley: Riser bracket task, but conductor issue
Note on K4613: Michael Horsley: Riser bracket task, but conductor issue

## Component Heirarchy
Component
Asset Class Strategy | Sub Unit | Maintable item | Part | Component Key |  | Component Heirarchy
Pole Top Equipment | Crossarm | Crossarm |  | [Crossarm - Crossarm] |  | [Conductor Ties - Tie] | TRUE
Pole Top Equipment | Crossarm | Hardware |  | [Crossarm - Hardware] |  | [Crossarm - Crossarm] | TRUE
Pole Top Equipment | Crossarm | Hardware | King Bolt | [Crossarm - Hardware - King Bolt] |  | [Crossarm - Hardware - King Bolt] | TRUE
Pole Top Equipment | Crossarm | Hardware | Riser Bracket | [Crossarm - Hardware - Riser Bracket] |  | [Insulator - Insulator] | TRUE
Pole Top Equipment | Crossarm | Hardware | Gain block | [Crossarm - Hardware - Gain block] |  | [Crossarm - Hardware] | TRUE
Pole Top Equipment | Crossarm | Hardware | Brace | [Crossarm - Hardware - Brace] |  | [Crossarm - Hardware - Bolt] | TRUE
Pole Top Equipment | Crossarm | Hardware | Bolt | [Crossarm - Hardware - Bolt] |  | [Crossarm - Hardware - Brace] | TRUE
Pole Top Equipment | Crossarm | Nail Plate |  | [Crossarm - Nail Plate] |  | [Insulator - Hardware - Hardware] | TRUE
Pole Top Equipment | Crossarm | Anti-Split Bolt |  | [Crossarm - Anti-Split Bolt] |  | [Insulator - Hardware - Clevis] | TRUE
Pole Top Equipment | Insulator | Insulator |  | [Insulator - Insulator] |  |  | FALSE
Pole Top Equipment | Insulator | Hardware |  | [Insulator - Hardware] |  | [Crossarm - Hardware - Riser Bracket] | TRUE
Pole Top Equipment | Insulator | Hardware | Hardware | [Insulator - Hardware - Hardware] |  | [Unknown] | TRUE
Pole Top Equipment | Insulator | Hardware | Clevis | [Insulator - Hardware - Clevis]
Pole Top Equipment | Conductor Ties | Tie |  | [Conductor Ties - Tie]
Pole Top Equipment | Unknown |  |  | [Unknown]
Zone Sub Transformers | Transformer |  |  | [Transformer]
Zone Sub Transformers | Transformer | Tank |  | [Transformer - Tank]
Zone Sub Transformers | Transformer | Tank | Metal | [Transformer - Tank - Metal]
Zone Sub Transformers | Transformer | Tank | Gasket | [Transformer - Tank - Gasket]
Zone Sub Transformers | Transformer | Tank | Accessory | [Transformer - Tank - Accessory]
Zone Sub Transformers | Transformer | Tank | Radiators | [Transformer - Tank - Radiators]
Zone Sub Transformers | Transformer | Core |  | [Transformer - Core]
Zone Sub Transformers | Transformer | Conductor |  | [Transformer - Conductor]
Zone Sub Transformers | Transformer | Insulation |  | [Transformer - Insulation]
Zone Sub Transformers | Transformer | Insulation | Paper | [Transformer - Insulation - Paper]
Zone Sub Transformers | Transformer | Insulation | Oil | [Transformer - Insulation - Oil]
Zone Sub Transformers | Transformer | Insulation | Other | [Transformer - Insulation - Other]
Zone Sub Transformers | Transformer | Coil mechanical support |  | [Transformer - Coil mechanical support]
Zone Sub Transformers | Transformer | Peripherals |  | [Transformer - Peripherals]
Zone Sub Transformers | Transformer | Peripherals | Oil System | [Transformer - Peripherals - Oil System]
Zone Sub Transformers | Transformer | Peripherals | Cooling System | [Transformer - Peripherals - Cooling System]
Zone Sub Transformers | Transformer | Peripherals | Indication | [Transformer - Peripherals - Indication]
Zone Sub Transformers | Transformer | Peripherals | Other | [Transformer - Peripherals - Other]
Zone Sub Transformers | Bushing |  |  | [Bushing]
Zone Sub Transformers | Bushing | Housing |  | [Bushing - Housing]
Zone Sub Transformers | Bushing | Insulation |  | [Bushing - Insulation]
Zone Sub Transformers | Bushing | Conductor |  | [Bushing - Conductor]
Zone Sub Transformers | Bushing | Test tap |  | [Bushing - Test tap]
Zone Sub Transformers | Bushing | Flange |  | [Bushing - Flange]
Zone Sub Transformers | Tapchanger |  |  | [Tapchanger]
Zone Sub Transformers | Tapchanger | Tank |  | [Tapchanger - Tank]
Zone Sub Transformers | Tapchanger | Tank | Metal | [Tapchanger - Tank - Metal]
Zone Sub Transformers | Tapchanger | Tank | Gasket | [Tapchanger - Tank - Gasket]
Zone Sub Transformers | Tapchanger | Tank | Accessory | [Tapchanger - Tank - Accessory]
Zone Sub Transformers | Tapchanger | Motorbox |  | [Tapchanger - Motorbox]
Zone Sub Transformers | Tapchanger | Indication |  | [Tapchanger - Indication]
Zone Sub Transformers | Tapchanger | Drive linkage |  | [Tapchanger - Drive linkage]
Zone Sub Transformers | Tapchanger | Fixed contacts |  | [Tapchanger - Fixed contacts]
Zone Sub Transformers | Tapchanger | Moving contact system |  | [Tapchanger - Moving contact system] | braids
Zone Sub Transformers | Tapchanger | Barrier board |  | [Tapchanger - Barrier board]
Zone Sub Transformers | Tapchanger | Insulation | Oil | [Tapchanger - Insulation - Oil]
Zone Sub Transformers | Tapchanger | Insulation | Other | [Tapchanger - Insulation - Other]
OH Conductors | Conductor |  |  | [Conductor]
OH Conductors | Fitting | Inline |  | [Fitting - Inline]
OH Conductors | Fitting | Attachment |  | [Fitting - Attachment]
OH Conductors | Fitting | Indication |  | [Fitting - Indication]
Switchboard | Switchboard | Insulation |  | [Switchboard - Insulation]
Switchboard | Switchboard | Switches |  | [Switchboard - Switches]
Switchboard | Switchboard | Instrument Transformers |  | [Switchboard - Instrument Transformers]
Switchboard | Switchboard | Panel |  | [Switchboard - Panel]
Switchboard | Switchboard | Interlocks |  | [Switchboard - Interlocks]
Switchboard | Switchboard | Cable |  | [Switchboard - Cable]
Switchboard | Switchboard | Busbar |  | [Switchboard - Busbar]
Circuit breaker | Circuit breaker | Primary Contacts |  | [Circuit breaker - Primary Contacts]
Circuit breaker | Circuit breaker | Interrupter |  | [Circuit breaker - Interrupter]
Circuit breaker | Circuit breaker | Housing |  | [Circuit breaker - Housing]
Circuit breaker | Circuit breaker | Mechanism |  | [Circuit breaker - Mechanism]
Circuit breaker | Circuit breaker | Mechanism | Trip Coil | [Circuit breaker - Mechanism - Trip Coil]
Circuit breaker | Circuit breaker | Mechanism | Motor | [Circuit breaker - Mechanism - Motor]
Circuit breaker | Circuit breaker | Control / Indication |  | [Circuit breaker - Control / Indication]
Circuit breaker | Circuit breaker | Control / Indication | Cubicle | [Circuit breaker - Control / Indication - Cubicle]
Circuit breaker | Circuit breaker | Bushing |  | [Circuit breaker - Bushing]
Circuit breaker | Circuit breaker | Insulation |  | [Circuit breaker - Insulation]
Circuit breaker | Circuit breaker | Support Structure |  | [Circuit breaker - Support Structure]
OH Customer Service Connections | Unknown |  |  | [Unknown]
OH Customer Service Connections | Inspection | Inspection |  | [Inspection - Inspection]
OH Customer Service Connections | Conductor | Conductor |  | [Conductor - Conductor]
OH Customer Service Connections | Conductor | Insulation |  | [Conductor - Insulation]
OH Customer Service Connections | Connection | Connection |  | [Connection - Connection]
OH Customer Service Connections | Connection | Bridging |  | [Connection - Bridging]
OH Customer Service Connections | Connection | Mains box |  | [Connection - Mains box]
OH Customer Service Connections | Connection | Private asset |  | [Connection - Private asset]
OH Customer Service Connections | Mounting hardware | Mounting hardware |  | [Mounting hardware - Mounting hardware]
OH Customer Service Connections | Mounting hardware | Clamp |  | [Mounting hardware - Clamp]
OH Customer Service Connections | Mounting hardware | J-hook |  | [Mounting hardware - J-hook]
OH Customer Service Connections | Mounting hardware | Riser bracket |  | [Mounting hardware - Riser bracket]
OH Customer Service Connections | Mounting hardware | Mid-span spreader |  | [Mounting hardware - Mid-span spreader]
OH Customer Service Connections | Fuse | Fuse |  | [Fuse - Fuse]
Poles | Pole |  |  | [Pole]
Poles | Pole | Tower |  | [Pole - Tower]
Poles | Pole | Pole |  | [Pole - Pole]
Poles | Pole | Cap |  | [Pole - Cap]
Poles | Pole | Stay |  | [Pole - Stay]
Poles | Pole | Barrier |  | [Pole - Barrier]
Poles | Pole | Footing |  | [Pole - Footing]
Poles | Pole | Strut |  | [Pole - Strut]
Poles | Pole | Reinforcement |  | [Pole - Reinforcement]

## Issue lookup
Issue
{broken}
{loose}
{missing}
{out of spec}
{unknown}
{not applicable}
{tracking}
{contaminated}
{high resistance}
{leaking}
{blocked}
{ruptured}
{damaged}
{loss of dielectric strength}
{loss of mechanical strength}
{misaligned}
{seized}
{short circuit}
{further investigation required}
{insufficient clearance}
{disused}
{inspection}
{insulation damage}

## Reason Hierarchy
[5 empty] | Conductors | Conductor - Install Bird Diverters
Reason L1 | Reason L2 | Reason L3 | Reason | Classification | OH - Load Break Switches | Load break switch fauna shrouds - install
age |  |  | (age) | Unassisted | OH - Load Break Switches | Load break switch fauna shrouds - repair
any reason |  |  | (any reason) | Unassisted | OH - Poles | Pole fauna (possum) guard - install
augmentation |  |  | (augmentation) | Assisted | OH - Poles | Pole fauna (possum) guard - replace
concrete failure |  |  | (concrete failure) | Unknown | OH - Reclosers | Recloser fauna shroud - repair
concrete failure | concrete spalling |  | (concrete failure - concrete spalling) | Unassisted | OH - Reclosers | Recloser fauna shrouds - install
concrete failure | corrosion of reinforcement |  | (concrete failure - corrosion of reinforcement) | Unassisted | Pole | Pole - Install Possum Guard
concrete failure | cracking / splitting |  | (concrete failure - cracking / splitting) | Unassisted | Protection Site | Protection Site - Replace Shrouds
concrete failure | extreme environment |  | (concrete failure - extreme environment) | Unassisted | Regulator | Regulator - Replace Shrouds
concrete failure | impact |  | (concrete failure - impact) | Assisted | SU - Regulators | Regulator fauna shroud - repair
corrosion |  |  | (corrosion) | Unassisted | SU - Regulators | Regulator fauna shrouds - install
cracking / splitting |  |  | (cracking / splitting) | Unassisted | SU - Transformers | Transformer fauna shroud - repair
environment |  |  | (environment) | Unassisted | SU - Transformers | Transformer fauna shrouds - install
extreme environment |  |  | (extreme environment) | Unassisted | Substation | Substation - Replace Shrouds
fatigue |  |  | (fatigue) | Unassisted | UG - Cable Joints and Terminations | UGOH fauna shroud - repair
fire damage | asset related |  | (fire damage - asset related) | Unassisted | UG - Cable Joints and Terminations | UGOH fauna shrouds - install
fire damage | external cause |  | (fire damage - external cause) | Assisted
fire damage |  |  | (fire damage) | Unknown
functional requirements |  |  | (functional requirements) | N/A
fungal decay | external | soft rot | (fungal decay - external - soft rot) | Unassisted
fungal decay | external |  | (fungal decay - external) | Unassisted
fungal decay | internal | brown rot | (fungal decay - internal - brown rot) | Unassisted
fungal decay | internal | carrot rot | (fungal decay - internal - carrot rot) | Unassisted
fungal decay | internal | white rot | (fungal decay - internal - white rot) | Unassisted
fungal decay | internal |  | (fungal decay - internal) | Unassisted
fungal decay | unknown |  | (fungal decay - unknown) | Unassisted
fungal decay |  |  | (fungal decay) | Unassisted
impact |  |  | (impact) | Assisted
installation error |  |  | (installation error) | Assisted
build up of material |  |  | (build up of material) | Unassisted
lightning strike |  |  | (lightning strike) | Unassisted
maintenance error |  |  | (maintenance error) | Assisted
not applicable |  |  | (not applicable) | Unknown
other |  |  | (other) | Unknown
out of specification |  |  | (out of specification) | Unassisted
related asset failure |  |  | (related asset failure) | Assisted
surface contamination |  |  | (surface contamination) | Unassisted
termites |  |  | (termites) | Unassisted
unknown |  |  | (unknown) | Unknown
vandalism |  |  | (vandalism) | Assisted
wear |  |  | (wear) | Unassisted
weathering |  |  | (weathering) | Unassisted
wildlife |  |  | (wildlife) | Assisted
over pressure |  |  | (over pressure) | Unassisted
over heating |  |  | (over heating) | Unassisted
moisture ingress |  |  | (moisture ingress) | Unassisted
annealing |  |  | (annealing) | Unassisted
over tensioned |  |  | (over tensioned) | Assisted
foreign object |  |  | (foreign object) | Assisted
clashing |  |  | (clashing) | Assisted
unauthorised construction |  |  | (unauthorised construction) | Assisted
operations |  |  | (operations) | Unassisted

## Mapping
Type of Asset | Primary Code | Secondary Code | Contributory Code | Asset Class | Component | Failure Classificaiton | Reason | Type of Asset | Primary Code | Secondary Code | Contributory Code | Asset Class | Assisted | Reason
ABS | Asset Breakdown - Escaped | Equipment Breakdown - Brackets, Bolts, Steelwork | Environmental - Weathered |  |  |  |  | Pole | Asset Breakdown - Contained | Conductor - Connections | Environmental - UV degradation | Related Asset Class | Unassisted
ABS | Asset Breakdown - Escaped | Equipment Breakdown - Earthing | Asset - Connection | [7 empty] | Fatigue | Related Asset Class | Unassisted
Air Break Switch | Asset Breakdown - Contained | Equipment Breakdown - Insulator | <Undefined> | [7 empty] | Tracking | Related Asset Class | Unassisted
Air Break Switch | Asset Breakdown - Contained | Equipment Breakdown - Insulator | Fatigue, Corrosion, Insulator type | [6 empty] | Conductor - Insulation Breakdown | Standards - Construction | Related Asset Class | Unassisted
Air Break Switch | Asset Breakdown - Contained | Equipment Breakdown - Insulator | Other Specify | [7 empty] | Loose fittings | Related Asset Class | Unassisted
Air Break Switch | Asset Breakdown - Contained | Pole Fire - Insulator related, leakage or breakdown | Other Specify | [6 empty] | Equipment Breakdown - Earthing | Other | Related Asset Class | Unassisted
Air Break Switch | Asset Breakdown - Contained | Pole Fire - Insulator related, leakage or breakdown | Tracking | [6 empty] | Equipment Breakdown - Insulator | Asset - Other | Related Asset Class | Unassisted
Air Break Switch | Asset Breakdown - Escaped | Conductor - Connections | Corrosion | [7 empty] | Contamination | Related Asset Class | Unassisted
Air Break Switch | Asset Breakdown - Escaped | Conductor - Connections | Fitting | [7 empty] | Contamination, Tracking | Related Asset Class | Unassisted
Air Break Switch | Asset Breakdown - Escaped | Equipment Breakdown - Brackets, Bolts, Steelwork | Arcing horns | [7 empty] | Environmental - Contamination / Tracking | Related Asset Class | Unassisted
Air Break Switch | Asset Breakdown - Escaped | Equipment Breakdown - Insulator | Other Specify | [7 empty] | Fatigue | Related Asset Class | Unassisted
Air Break Switch | Asset Breakdown - Escaped | Equipment Breakdown - Other | Arcing horns | [7 empty] | Insulator type | Related Asset Class | Unassisted
Air Break Switch | Asset Breakdown - Escaped | Equipment Breakdown - Other | Corrosion, Contamination | [7 empty] | Insulator type, Tracking | Related Asset Class | Unassisted
Air Break Switch | Asset Breakdown - Escaped | Equipment Breakdown - Other | Fatigue | [7 empty] | Other Specify | Related Asset Class | Unassisted
Air Break Switch | Asset Breakdown - Escaped | Equipment Breakdown - Other | Fatigue, Corrosion | [7 empty] | Standards - Insulation Quality | Related Asset Class | Unassisted
Air Break Switch | Asset Breakdown - Escaped | Equipment Breakdown - Other | Fatigue, Tracking | [7 empty] | Storm damage (inc. lightning, severe weather events) | Related Asset Class | Unassisted
Air Break Switch | Asset Breakdown - Escaped | Equipment Breakdown - Other | Fitting, Arcing Horns | [7 empty] | Tracking | Related Asset Class | Unassisted
Air Break Switch | Asset Breakdown - Escaped | Equipment Breakdown - Other | Loose fittings | [6 empty] | Equipment Breakdown - Other | Construction quality | Related Asset Class | Unassisted
Air Break Switch | Asset Breakdown - Escaped | Equipment Breakdown - Other | Other Specify | [7 empty] | Earthing | Related Asset Class | Unassisted
Air Break Switch | Asset Breakdown - Escaped | Fuse - Other | Other Specify | [7 empty] | Fitting | Related Asset Class | Unassisted
Air Break Switch | Bird/Animal | Bird/Animal | <Undefined> | [7 empty] | Other Specify | Related Asset Class | Unassisted
Air Break Switch | Bird/Animal | Bird/Animal | Conductor break - other specify, Design, Consctruction quality, Insulator type, Arcing Horns | [7 empty] | Pole failure - white ants, Fatigue | Related Asset Class | Unassisted
Air Break Switch | Bird/Animal | Bird/Animal | Design, Contamination - wasp nest/other | [7 empty] | Standards - Construction | Related Asset Class | Unassisted
Air Break Switch | Bird/Animal | Bird/Animal | Manufacture quality | [6 empty] | Equipment Breakdown - Tie Wire | Fatigue | Related Asset Class | Unassisted
Air Break Switch | Bird/Animal | Bird/Animal | Other - please specify | [7 empty] | Fatigue, Tracking | Related Asset Class | Unassisted
Air Break Switch | Bird/Animal | Bird/Animal | Other Specify | [6 empty] | Pole Failure | Pole failure - decay | Pole | Unassisted | Fungal Decay
Air Break Switch | External - Non-Network Ignition | Other - please specify | Bushfire or External Fire Damage | [7 empty] | Pole failure - other, Tracking | Pole | Unassisted | Other
Air Break Switch | External - Non-Network Ignition | Other - please specify | Insulator type | [7 empty] | Pole failure - white ants | Pole | Unassisted | Termites
Air Break Switch | External - Non-Network Ignition | Other - please specify | Storm damage (inc. lightning, severe weather events) | [6 empty] | Pole Failure - Assisted | Environmental - Contamination / Tracking | Pole | Assisted
BI-Metal Lug | Asset Breakdown - Contained | Equipment Breakdown - UG/OH termination | Standards - Manufacturers | [6 empty] | Pole Fire - Crossarm related | Fatigue, Loose fittings, Tracking | Related Asset Class | Unassisted
Bracket | Asset Breakdown - Escaped | Equipment Breakdown - Brackets, Bolts, Steelwork | Construction quality, Loose fittings | [7 empty] | Loose fittings | Related Asset Class | Unassisted
Cable | Asset Breakdown - Escaped | Conductor - Insulation Breakdown | Human - Work Practice | [7 empty] | Other Specify | Related Asset Class | Unassisted
Cable | Asset Breakdown - Escaped | Equipment Breakdown - Metering | Environmental - UV degradation | [6 empty] | Pole Fire - Groundline | Fatigue | Pole | Unassisted | Unknown
Cable | Asset Breakdown - Escaped | Equipment Breakdown - Other | Contamination, Tracking | [7 empty] | Loose fittings | Pole | Unassisted | Unknown
Cable | Asset Breakdown - Escaped | Equipment Breakdown - UG Equipment / Pit / Pillar | Environmental - Contamination / Tracking | [7 empty] | Other Specify | Pole | Unassisted | Unknown
Cable termination | Asset Breakdown - Escaped | Equipment Breakdown - Other | Other Specify | [7 empty] | Pole failure - decay | Pole | Unassisted | Fungal Decay
Capacitor Bank | Asset Breakdown - Contained | Equipment Breakdown - Other | Other Specify | [6 empty] | Pole Fire - Insulator related, leakage or breakdown | Contamination | Related Asset Class | Unassisted
Capacitor Bank | Asset Breakdown - Escaped | Equipment Breakdown - Other | Asset - Other | [7 empty] | Contamination, Tracking | Related Asset Class | Unassisted
Cast Iron Pothead | Asset Breakdown - Contained | Equipment Breakdown - UG/OH termination | Standards - Manufacturers | [7 empty] | Environmental - Contamination / Tracking | Related Asset Class | Unassisted
CB | Asset Breakdown - Escaped | Equipment Breakdown - UG Equipment / Pit / Pillar | Internal Equipment Fault | [7 empty] | Fatigue | Related Asset Class | Unassisted
CCT | Asset Breakdown - Escaped | Conductor - Clashing line to line | Human - Work Practice | [7 empty] | Fatigue, Insulator type | Related Asset Class | Unassisted
Centre phase raiser bracket | Asset Breakdown - Contained | Equipment Breakdown - Brackets, Bolts, Steelwork | Other Specify | [7 empty] | Fatigue, Loose fittings | Related Asset Class | Unassisted
Circuit Breaker | Asset Breakdown - Contained | Equipment Breakdown - Other | Other Specify | [7 empty] | Fitting | Related Asset Class | Unassisted
Circuit Breaker | Asset Breakdown - Contained | Equipment Breakdown - UG Equipment / Pit / Pillar | Standards - Construction | [7 empty] | Insulator type | Related Asset Class | Unassisted
Circuit Breaker | Asset Breakdown - Escaped | Equipment Breakdown - Other | Other Specify | [7 empty] | Insulator type, Tracking | Related Asset Class | Unassisted
Circuit breaker | Asset Breakdown - Contained | Equipment Breakdown - Other | Other Specify | [7 empty] | Other Specify | Related Asset Class | Unassisted
Clamp | Asset Breakdown - Escaped | Conductor - Connections | Fatigue | [7 empty] | Pole failure - other | Related Asset Class | Unassisted
Clamp | Asset Breakdown - Escaped | Conductor - Connections | Loose fittings | [7 empty] | Standards - Manufacturers | Related Asset Class | Unassisted
Clamp | Asset Breakdown - Escaped | Conductor - Connections | Other Specify | [7 empty] | Storm damage (inc. lightning, severe weather events) | Related Asset Class | Unassisted
Clamp | Asset Breakdown - Escaped | Equipment Breakdown - Brackets, Bolts, Steelwork | Loose fittings | [7 empty] | Storm damage (inc. lightning, severe weather events), Tracking | Related Asset Class | Unassisted
Clamp | Asset Breakdown - Escaped | Equipment Breakdown - Brackets, Bolts, Steelwork | Other Specify | [7 empty] | Tracking | Related Asset Class | Unassisted
Clamp | Asset Breakdown - Escaped | Equipment Breakdown - Other | Other Specify | [6 empty] | Pole Fire - Lightning strike | <Undefined> | Pole | Assisted | Lightning
Clamp | Asset Breakdown - Escaped | Equipment Breakdown - Other | Storm damage (inc. lightning, severe weather events) | [7 empty] | Pole failure - storm | Pole | Assisted | Lightning
Comsumors Mains | External - Non-Network Ignition | Human Activity - Vehicle impact, vandalism, etc | House fire | [7 empty] | Storm damage (inc. lightning, severe weather events) | Pole | Assisted | Lightning
Condcutor | Contact with Vegetation | Vegetation - Fall in and blow in | Vegetation Fall in - Side | [6 empty] | Pole Fire - Unknown | Environmental - Contamination / Tracking | Pole | Unassisted | Unknown
conductor | Asset Breakdown - Contained | Conductor - Break | Conductor break - fatigue, corrosion, quality | [7 empty] | Loose fittings | Pole | Unassisted | Unknown
conductor | Asset Breakdown - Contained | Conductor - Break | Conductor break - other specify | [7 empty] | Other Specify | Pole | Unassisted | Unknown
conductor | Asset Breakdown - Contained | Conductor - Break | Conductor break - Weather related | [7 empty] | Storm damage (inc. lightning, severe weather events) | Pole | Assisted | Extreme Weather
conductor | Asset Breakdown - Contained | Conductor - Break | Fatigue | [6 empty] | Pole fire Conductor tie Broken | Fatigue | Related Asset Class | Unassisted
conductor | Asset Breakdown - Contained | Conductor - Break | Storm damage (inc. lightning, severe weather events) | [7 empty] | Fatigue, Corrosion | Related Asset Class | Unassisted
conductor | Asset Breakdown - Contained | Conductor - Clashing line to line | Conductor break - other specify | [7 empty] | Loose fittings | Related Asset Class | Unassisted
conductor | Asset Breakdown - Contained | Conductor - Clashing line to line | Human - Work Practice | [7 empty] | Other Specify | Related Asset Class | Unassisted
conductor | Asset Breakdown - Contained | Conductor - Clashing line to line | Other Specify | [7 empty] | Storm damage (inc. lightning, severe weather events) | Related Asset Class | Unassisted
conductor | Asset Breakdown - Contained | Conductor - Clashing line to line | Storm damage (inc. lightning, severe weather events) | [5 empty] | Asset Breakdown - Escaped | Conductor - Break | Conductor break - fatigue, corrosion, quality | Related Asset Class | Unassisted
conductor | Asset Breakdown - Contained | Conductor - Connections | Asset - Connection | [6 empty] | Conductor - Clashing line to line | Other - please specify | Related Asset Class | Unassisted
conductor | Asset Breakdown - Contained | Conductor - Connections | Conductor break - fatigue, corrosion, quality | [7 empty] | Other Specify | Related Asset Class | Unassisted
conductor | Asset Breakdown - Contained | Conductor - Connections | Conductor break - other specify | [7 empty] | Storm damage (inc. lightning, severe weather events) | Related Asset Class | Unassisted
conductor | Asset Breakdown - Contained | Conductor - Connections | Corrosion | [6 empty] | Conductor - Connections | Fitting | Related Asset Class | Unassisted
conductor | Asset Breakdown - Contained | Conductor - Connections | Fatigue | [6 empty] | Conductor - Line dislodged, contact with above ground components | Human - Work Practice | Related Asset Class | Unassisted
conductor | Asset Breakdown - Contained | Conductor - Connections | Human - Work Practice | [7 empty] | Storm damage (inc. lightning, severe weather events) | Related Asset Class | Unassisted
conductor | Asset Breakdown - Contained | Conductor - Connections | Loose fittings | [6 empty] | Equipment Breakdown - Brackets, Bolts, Steelwork | Loose fittings | Related Asset Class | Unassisted
conductor | Asset Breakdown - Contained | Conductor - Connections | Other - please specify | [7 empty] | Other Specify | Related Asset Class | Unassisted
conductor | Asset Breakdown - Contained | Conductor - Connections | Storm damage (inc. lightning, severe weather events) | [6 empty] | Equipment Breakdown - Crossarm | Environmental - Contamination / Tracking | Related Asset Class | Unassisted
conductor | Asset Breakdown - Contained | Conductor - Contact with foreign object | Asset - Loose fittings | [7 empty] | Environmental - Rot / Fungal Decay | Related Asset Class | Unassisted
conductor | Asset Breakdown - Contained | Conductor - Contact with foreign object | Contamination, Tracking | [7 empty] | Environmental - Weathered | Related Asset Class | Unassisted
conductor | Asset Breakdown - Contained | Conductor - Contact with foreign object | Other Specify | [7 empty] | Fitting | Related Asset Class | Unassisted
conductor | Asset Breakdown - Contained | Conductor - Contact with foreign object | Standards - Design | [7 empty] | Pole failure - other | Related Asset Class | Unassisted
conductor | Asset Breakdown - Contained | Conductor - Contact with foreign object | Storm damage (inc. lightning, severe weather events) | [7 empty] | Storm damage (inc. lightning, severe weather events) | Related Asset Class | Unassisted
conductor | Asset Breakdown - Contained | Conductor - Insulation Breakdown | Environmental - UV degradation | [6 empty] | Equipment Breakdown - Earthing | Earthing | Related Asset Class | Unassisted
conductor | Asset Breakdown - Contained | Conductor - Line dislodged, contact to ground | Other Specify | [7 empty] | Environmental - Contamination / Tracking | Related Asset Class | Unassisted
conductor | Asset Breakdown - Contained | Equipment Breakdown - Earthing | Fatigue, Contamination, Fitting | [7 empty] | Other | Related Asset Class | Unassisted
conductor | Asset Breakdown - Contained | Equipment Breakdown - Insulator | Tracking | [6 empty] | Equipment Breakdown - Insulator | Environmental - Contamination / Tracking | Related Asset Class | Unassisted
conductor | Asset Breakdown - Contained | Equipment Breakdown - Other | Agricultural activity - Machinery and Burn-off | [7 empty] | Fatigue | Related Asset Class | Unassisted
conductor | Asset Breakdown - Contained | Equipment Breakdown - Other | Fatigue | [7 empty] | Fatigue, Other Specify | Related Asset Class | Unassisted
conductor | Asset Breakdown - Contained | Equipment Breakdown - Other | Tracking | [7 empty] | Insulator type | Related Asset Class | Unassisted
conductor | Asset Breakdown - Contained | Equipment Breakdown - Tie Wire | Asset - Broken | [7 empty] | Other Specify | Related Asset Class | Unassisted
conductor | Asset Breakdown - Contained | Equipment Breakdown - Tie Wire | Environmental - Contamination / Tracking | [7 empty] | Pole failure - other | Related Asset Class | Unassisted
conductor | Asset Breakdown - Contained | Equipment Breakdown - Tie Wire | Fatigue | [7 empty] | Pole failure - white ants | Related Asset Class | Unassisted
conductor | Asset Breakdown - Contained | Equipment Breakdown - Tie Wire | Human - Work Practice | [7 empty] | Storm damage (inc. lightning, severe weather events) | Related Asset Class | Unassisted
conductor | Asset Breakdown - Contained | Equipment Breakdown - Tie Wire | Other Specify | [7 empty] | Tracking | Related Asset Class | Unassisted
conductor | Asset Breakdown - Contained | Equipment Breakdown - Tie Wire | Storm damage (inc. lightning, severe weather events) | [6 empty] | Equipment Breakdown - Other | Bushfire or External Fire Damage | Pole | Assisted | Fire
conductor | Asset Breakdown - Contained | Equipment Breakdown - UG/OH termination | Environmental - Contamination / Tracking | [7 empty] | Environmental - UV degradation | Pole | Unassisted | Other
conductor | Asset Breakdown - Contained | Equipment Breakdown - Unknown | <Undefined> | [7 empty] | Fatigue | Pole | Unassisted | Other
conductor | Asset Breakdown - Contained | Pole Fire - Crossarm related | Pole failure - 3rd party | [7 empty] | Other - please specify | Pole | Unassisted | Other
conductor | Asset Breakdown - Contained | Pole Fire - Groundline | Other Specify | [7 empty] | Other Specify | Pole | Unassisted | Other
conductor | Asset Breakdown - Contained | Pole Fire - Lightning strike | Storm damage (inc. lightning, severe weather events) | [7 empty] | Pole failure - other, Fungal decay | Pole | Unassisted | Fungal Decay
conductor | Asset Breakdown - Escaped | Conductor - Break | Asset - Broken | [6 empty] | Equipment Breakdown - Stay | Low line clearance | Pole | Unassisted | Other
conductor | Asset Breakdown - Escaped | Conductor - Break | Asset - Connection | [6 empty] | Equipment Breakdown - Surge Arresters | Fatigue | Related Asset Class | Unassisted
conductor | Asset Breakdown - Escaped | Conductor - Break | Asset - Corrosion | [7 empty] | Human - Work Practice | Related Asset Class | Unassisted
conductor | Asset Breakdown - Escaped | Conductor - Break | Asset - Other | [6 empty] | Equipment Breakdown - Tie Wire | Conductor break - fatigue, corrosion, quality | Related Asset Class | Unassisted
conductor | Asset Breakdown - Escaped | Conductor - Break | Conductor break - 3rd party | [7 empty] | Conductor break - fatigue, corrosion, quality, Storm damage (inc. lightning, severe weather events) | Related Asset Class | Unassisted
conductor | Asset Breakdown - Escaped | Conductor - Break | Conductor break - fatigue, corrosion, quality | [7 empty] | Fatigue | Related Asset Class | Unassisted
conductor | Asset Breakdown - Escaped | Conductor - Break | Conductor break - fatigue, corrosion, quality, Fatigue | [7 empty] | Storm damage (inc. lightning, severe weather events) | Related Asset Class | Unassisted
conductor | Asset Breakdown - Escaped | Conductor - Break | Conductor break - other specify | [6 empty] | Equipment Breakdown - Unknown | Fatigue | Related Asset Class | Unassisted
conductor | Asset Breakdown - Escaped | Conductor - Break | Conductor break - other specify, Motor vehicle | [7 empty] | Other - please specify | Related Asset Class | Unassisted
conductor | Asset Breakdown - Escaped | Conductor - Break | Conductor break - Weather related | [6 empty] | Fuse - Element blown | Design | Related Asset Class | Unassisted
conductor | Asset Breakdown - Escaped | Conductor - Break | Conductor break - Weather related, Conductor break - fatigue, corrosion, quality | [7 empty] | Other - please specify | Related Asset Class | Unassisted
conductor | Asset Breakdown - Escaped | Conductor - Break | Corrosion | [7 empty] | Other Specify | Related Asset Class | Unassisted
conductor | Asset Breakdown - Escaped | Conductor - Break | Downstream Fault - Known | [6 empty] | Fuse - Tube fail or hang up | Other - please specify | Related Asset Class | Unassisted
conductor | Asset Breakdown - Escaped | Conductor - Break | Downstream Fault - Unknown | [6 empty] | Pole Failure | Design, Construction quality | Pole | Unassisted | Fungal Decay
conductor | Asset Breakdown - Escaped | Conductor - Break | Downstream Fault - Unknown, Asset - Corrosion | [7 empty] | Fungal decay | Pole | Unassisted | Fungal Decay
conductor | Asset Breakdown - Escaped | Conductor - Break | Environmental - Severe weather - Lightning | [7 empty] | Fungal decay, Termites | Pole | Unassisted | Termites
conductor | Asset Breakdown - Escaped | Conductor - Break | Fatigue | [7 empty] | Pole failure - decay | Pole | Unassisted | Fungal Decay
conductor | Asset Breakdown - Escaped | Conductor - Break | Fatigue, Corrosion | [7 empty] | Pole failure - decay, Pole failure - other, Weathering | Pole | Unassisted | Fungal Decay
conductor | Asset Breakdown - Escaped | Conductor - Break | Fatigue, Design | [7 empty] | Pole failure - decay, Pole failure - storm | Pole | Unassisted | Fungal Decay
conductor | Asset Breakdown - Escaped | Conductor - Break | Fatigue, Storm damage (inc. lightning, severe weather events) | [7 empty] | Pole failure - decay, Pole failure - white ants | Pole | Unassisted | Fungal Decay
conductor | Asset Breakdown - Escaped | Conductor - Break | Loose fittings | [7 empty] | Pole failure - other | Pole | Unassisted | Other
conductor | Asset Breakdown - Escaped | Conductor - Break | Other | [7 empty] | Pole failure - Other | Pole | Unassisted | Other
conductor | Asset Breakdown - Escaped | Conductor - Break | Other - please specify | [7 empty] | Pole failure - white ants | Pole | Unassisted | Termites
conductor | Asset Breakdown - Escaped | Conductor - Break | Other Specify | [7 empty] | Storm damage (inc. lightning, severe weather events) | Pole | Assisted | Extreme Weather
conductor | Asset Breakdown - Escaped | Conductor - Break | Storm damage (inc. lightning, severe weather events) | [7 empty] | Termites | Pole | Unassisted | Termites
conductor | Asset Breakdown - Escaped | Conductor - Break | Vegetation Fall in - Overhang | [7 empty] | Tracking | Pole | Unassisted | Other
conductor | Asset Breakdown - Escaped | Conductor - Clashing line to line | <Undefined> | [6 empty] | Pole Failure - Assisted | Environmental - Severe weather - Wind | Pole | Assisted | Extreme Weather
conductor | Asset Breakdown - Escaped | Conductor - Clashing line to line | Conductor break - fatigue, corrosion, quality | [7 empty] | Vegetation Fall in - Side | Pole | Assisted | Impact
conductor | Asset Breakdown - Escaped | Conductor - Clashing line to line | Conductor break - other specify | [6 empty] | Pole Failure - Unassisted | Environmental - Rot / Fungal Decay | Pole | Unassisted | Fungal Decay
conductor | Asset Breakdown - Escaped | Conductor - Clashing line to line | Conductor break - other specify, Design | [7 empty] | Environmental - Termites | Pole | Unassisted | Termites
conductor | Asset Breakdown - Escaped | Conductor - Clashing line to line | Conductor break - Weather related | [6 empty] | Pole Fire - Crossarm related | Contamination - wasp nest/other | Related Asset Class | Unassisted
conductor | Asset Breakdown - Escaped | Conductor - Clashing line to line | Construction quality | [7 empty] | Fatigue | Related Asset Class | Unassisted
conductor | Asset Breakdown - Escaped | Conductor - Clashing line to line | Design, Other - please specify | [7 empty] | Loose fittings, Fitting, Other - please specify | Related Asset Class | Unassisted
conductor | Asset Breakdown - Escaped | Conductor - Clashing line to line | Design, Storm damage (inc. lightning, severe weather events) | [7 empty] | Other Specify | Related Asset Class | Unassisted
conductor | Asset Breakdown - Escaped | Conductor - Clashing line to line | Environmental - Bird/Animal Damage | [7 empty] | Termites | Related Asset Class | Unassisted
conductor | Asset Breakdown - Escaped | Conductor - Clashing line to line | Environmental - Severe weather - Lightning | [6 empty] | Pole Fire - Groundline | Other Specify | Pole | Unassisted | Other
conductor | Asset Breakdown - Escaped | Conductor - Clashing line to line | Environmental - Severe weather - Wind | [7 empty] | Pole failure - white ants | Pole | Unassisted | Termites
conductor | Asset Breakdown - Escaped | Conductor - Clashing line to line | Environmental - UV degradation | [6 empty] | Pole Fire - Insulator related, leakage or breakdown | Conductor break - Weather related, Pole failure - other, Contamination | Related Asset Class | Unassisted
conductor | Asset Breakdown - Escaped | Conductor - Clashing line to line | Fatigue | [7 empty] | Contamination, Tracking | Related Asset Class | Unassisted
conductor | Asset Breakdown - Escaped | Conductor - Clashing line to line | Fitting | [7 empty] | Environmental - Contamination / Tracking | Related Asset Class | Unassisted
conductor | Asset Breakdown - Escaped | Conductor - Clashing line to line | Human - Vehicle Non-Ag | [7 empty] | Fatigue | Related Asset Class | Unassisted
conductor | Asset Breakdown - Escaped | Conductor - Clashing line to line | Human - Work Practice | [7 empty] | Other Specify | Related Asset Class | Unassisted
conductor | Asset Breakdown - Escaped | Conductor - Clashing line to line | Low line clearance | [7 empty] | Pole failure - other | Related Asset Class | Unassisted
conductor | Asset Breakdown - Escaped | Conductor - Clashing line to line | Other - please specify | [7 empty] | Pole failure - other, Loose fittings | Related Asset Class | Unassisted
conductor | Asset Breakdown - Escaped | Conductor - Clashing line to line | Other Specify | [7 empty] | Pole failure - other, Tracking | Related Asset Class | Unassisted
conductor | Asset Breakdown - Escaped | Conductor - Clashing line to line | Standards - Construction | [6 empty] | Pole Fire - Lightning strike | Pole failure - storm | Pole | Assisted | Lightning
conductor | Asset Breakdown - Escaped | Conductor - Clashing line to line | Standards - Design | [7 empty] | Storm damage (inc. lightning, severe weather events) | Pole | Assisted | Extreme Weather
conductor | Asset Breakdown - Escaped | Conductor - Clashing line to line | Standards - Design, Environmental - Severe weather - Wind | [6 empty] | Pole Fire - Unknown | Design, Construction quality, Other - please specify | Pole | Unassisted | Other
conductor | Asset Breakdown - Escaped | Conductor - Clashing line to line | Standards - Design, Standards - Construction | [7 empty] | Fatigue | Pole | Unassisted | Other
conductor | Asset Breakdown - Escaped | Conductor - Clashing line to line | Storm damage (inc. lightning, severe weather events) | [7 empty] | Other Specify | Pole | Unassisted | Other
conductor | Asset Breakdown - Escaped | Conductor - Clashing line to line | Tracking, Weathering | [7 empty] | Pole failure - other, Fatigue, Tracking, UV deterioration, Weathering | Pole | Unassisted | Other
conductor | Asset Breakdown - Escaped | Conductor - Clashing line to line | Vegetation Fall in - Side | [6 empty] | Pole fire Conductor tie Broken | Other Specify | Related Asset Class | Unassisted
conductor | Asset Breakdown - Escaped | Conductor - Connections | <Undefined> | [5 empty] | Bird/Animal | Bird/Animal | <Undefined> | Related Asset Class | Unassisted
conductor | Asset Breakdown - Escaped | Conductor - Connections | Asset - Connection | [7 empty] | Conductor break - other specify | Related Asset Class | Unassisted
conductor | Asset Breakdown - Escaped | Conductor - Connections | Asset - Corrosion | [7 empty] | Contamination - wasp nest/other | Related Asset Class | Unassisted
conductor | Asset Breakdown - Escaped | Conductor - Connections | Asset - Loose fittings | [7 empty] | Design | Related Asset Class | Unassisted
conductor | Asset Breakdown - Escaped | Conductor - Connections | Conductor break - fatigue, corrosion, quality | [7 empty] | Design, Arcing Horns, Other - please specify | Related Asset Class | Unassisted
conductor | Asset Breakdown - Escaped | Conductor - Connections | Conductor break - fatigue, corrosion, quality, Fitting | [7 empty] | Fitting | Related Asset Class | Unassisted
conductor | Asset Breakdown - Escaped | Conductor - Connections | Conductor break - fatigue, corrosion, quality, Loose fittings, Fitting | [7 empty] | Other - please specify | Related Asset Class | Unassisted
conductor | Asset Breakdown - Escaped | Conductor - Connections | Conductor break - other specify | [7 empty] | Other - please specify, Low line clearance | Related Asset Class | Unassisted
conductor | Asset Breakdown - Escaped | Conductor - Connections | Conductor break - other specify, Fatigue, Loose fittings, Fitting | [7 empty] | Other Specify | Related Asset Class | Unassisted
conductor | Asset Breakdown - Escaped | Conductor - Connections | Conductor break - other specify, Other - please specify | [7 empty] | Standards - Design | Related Asset Class | Unassisted
conductor | Asset Breakdown - Escaped | Conductor - Connections | Conductor break - Weather related | [7 empty] | Tracking | Related Asset Class | Unassisted
conductor | Asset Breakdown - Escaped | Conductor - Connections | Corrosion | [5 empty] | Contact with Vegetation | Contact with Vegetation | Vegetation - Contact by tree/branch Outside Clearances | Related Asset Class | Assisted
conductor | Asset Breakdown - Escaped | Conductor - Connections | Corrosion, Fitting | [7 empty] | Vegetation - Growth into line | Related Asset Class | Assisted
conductor | Asset Breakdown - Escaped | Conductor - Connections | Design | [7 empty] | Vegetation - Other specify | Related Asset Class | Assisted
conductor | Asset Breakdown - Escaped | Conductor - Connections | Downstream Fault - Unknown | [7 empty] | Vegetation - Overhang | Related Asset Class | Assisted
conductor | Asset Breakdown - Escaped | Conductor - Connections | Fatigue | [7 empty] | Vegetation Fall in - Side | Related Asset Class | Assisted
conductor | Asset Breakdown - Escaped | Conductor - Connections | Fatigue, Construction quality | [6 empty] | Vegetation - Fall in and blow in | Vegetation Fall in - Side, Environmental - Severe weather - Wind | Related Asset Class | Assisted
conductor | Asset Breakdown - Escaped | Conductor - Connections | Fatigue, Corrosion | [5 empty] | External - Non-Network Ignition | Bushfire | <Undefined> | Pole | Assisted
conductor | Asset Breakdown - Escaped | Conductor - Connections | Fatigue, Corrosion, Contamination | [7 empty] | Agriculture - Vehicle-Plant | Pole | Assisted
conductor | Asset Breakdown - Escaped | Conductor - Connections | Fatigue, Corrosion, Loose fittings | [7 empty] | Human - Other | Pole | Assisted
conductor | Asset Breakdown - Escaped | Conductor - Connections | Fatigue, Corrosion, Loose fittings, Fitting | [7 empty] | Human - Vandalism / Arson | Pole | Assisted
conductor | Asset Breakdown - Escaped | Conductor - Connections | Fatigue, Design | [7 empty] | Other | Pole | Assisted
conductor | Asset Breakdown - Escaped | Conductor - Connections | Fatigue, Design, Loose fittings | [6 empty] | Conductor - Connections | Fatigue | Related Asset Class | Assisted
conductor | Asset Breakdown - Escaped | Conductor - Connections | Fatigue, Fitting | [6 empty] | Equipment Breakdown - Crossarm | Storm damage (inc. lightning, severe weather events) | Related Asset Class | Assisted
conductor | Asset Breakdown - Escaped | Conductor - Connections | Fatigue, Loose fittings | [6 empty] | Equipment Breakdown - Insulator | Storm damage (inc. lightning, severe weather events) | Related Asset Class | Assisted
conductor | Asset Breakdown - Escaped | Conductor - Connections | Loose fittings | [6 empty] | Equipment Breakdown - Other | Storm damage (inc. lightning, severe weather events) | Related Asset Class | Assisted
conductor | Asset Breakdown - Escaped | Conductor - Connections | Loose fittings, Contamination | [6 empty] | Equipment Breakdown - Unknown | <Undefined> | Related Asset Class | Assisted
conductor | Asset Breakdown - Escaped | Conductor - Connections | Loose fittings, Fitting | [6 empty] | House/Building/Structure Fire | <Undefined> | Pole | Assisted
conductor | Asset Breakdown - Escaped | Conductor - Connections | Other | [7 empty] | Downstream Fault - Known | Pole | Assisted
conductor | Asset Breakdown - Escaped | Conductor - Connections | Other Specify | [7 empty] | Environmental - Severe weather - Lightning | Pole | Assisted
conductor | Asset Breakdown - Escaped | Conductor - Connections | Vegetation - Falling/windborne contact, Fatigue | [7 empty] | Human - Work Practice | Pole | Assisted
conductor | Asset Breakdown - Escaped | Conductor - Contact with foreign object | <Undefined> | [7 empty] | Other | Pole | Assisted
conductor | Asset Breakdown - Escaped | Conductor - Contact with foreign object | Agricultural activity - Machinery and Burn-off | [6 empty] | Human Activity - Vehicle impact, vandalism, etc | Agricultural activity - Machinery and Burn-off | Pole | Assisted
conductor | Asset Breakdown - Escaped | Conductor - Contact with foreign object | Conductor break - 3rd party, Loose fittings, Low line clearance | [7 empty] | Burning off/3rd party | Pole | Assisted
conductor | Asset Breakdown - Escaped | Conductor - Contact with foreign object | Construction quality | [7 empty] | Bushfire or External Fire Damage | Pole | Assisted
conductor | Asset Breakdown - Escaped | Conductor - Contact with foreign object | Environmental - Contamination / Tracking | [7 empty] | Human - Vandalism / Arson | Pole | Assisted
conductor | Asset Breakdown - Escaped | Conductor - Contact with foreign object | Fatigue, Construction quality | [7 empty] | Human - Vehicle Non-Ag | Pole | Assisted
conductor | Asset Breakdown - Escaped | Conductor - Contact with foreign object | Human - Work Practice | [7 empty] | Motor vehicle, Vandalism | Pole | Assisted
conductor | Asset Breakdown - Escaped | Conductor - Contact with foreign object | Other - please specify | [7 empty] | Other Specify | Pole | Assisted
conductor | Asset Breakdown - Escaped | Conductor - Contact with foreign object | Other - please specify, Storm damage (inc. lightning, severe weather events) | [6 empty] | Other - please specify | <Undefined> | Pole | Assisted
conductor | Asset Breakdown - Escaped | Conductor - Contact with foreign object | Other Specify | [7 empty] | Agricultural activity - Machinery and Burn-off | Pole | Assisted
conductor | Asset Breakdown - Escaped | Conductor - Contact with foreign object | Standards - Design | [7 empty] | Agricultural activity - Machinery and Burn-off, Bushfire or External Fire Damage | Pole | Assisted
conductor | Asset Breakdown - Escaped | Conductor - Contact with foreign object | Storm damage (inc. lightning, severe weather events) | [7 empty] | Burning off/3rd party | Pole | Assisted
conductor | Asset Breakdown - Escaped | Conductor - Insulation Breakdown | Standards - Design | [7 empty] | Burning off/3rd party, Agricultural activity - Machinery and Burn-off | Pole | Assisted
conductor | Asset Breakdown - Escaped | Conductor - Line dislodged, contact to ground | Conductor break - fatigue, corrosion, quality | [7 empty] | Burning off/3rd party, Agricultural activity - Machinery and Burn-off, Bushfire or External Fire Damage | Pole | Assisted
conductor | Asset Breakdown - Escaped | Conductor - Line dislodged, contact to ground | Conductor break - other specify | [7 empty] | Bushfire or External Fire Damage | Pole | Assisted
conductor | Asset Breakdown - Escaped | Conductor - Line dislodged, contact to ground | Conductor break - Weather related | [7 empty] | Environmental - Severe weather - Lightning | Pole | Assisted
conductor | Asset Breakdown - Escaped | Conductor - Line dislodged, contact to ground | Conductor break - Weather related, Storm damage (inc. lightning, severe weather events) | [7 empty] | Human - Other | Pole | Assisted
conductor | Asset Breakdown - Escaped | Conductor - Line dislodged, contact to ground | Environmental - Contamination / Tracking | [7 empty] | Human - Vandalism / Arson | Pole | Assisted
conductor | Asset Breakdown - Escaped | Conductor - Line dislodged, contact to ground | Human - Work Practice | [7 empty] | Human - Vehicle Non-Ag | Pole | Assisted
conductor | Asset Breakdown - Escaped | Conductor - Line dislodged, contact to ground | Other Specify | [7 empty] | Human - Work Practice | Pole | Assisted
conductor | Asset Breakdown - Escaped | Conductor - Line dislodged, contact to ground | Storm damage (inc. lightning, severe weather events) | [7 empty] | Motor vehicle, Vandalism | Pole | Assisted
conductor | Asset Breakdown - Escaped | Conductor - Line dislodged, contact with above ground components | <Undefined> | [7 empty] | Other - please specify | Pole | Assisted
conductor | Asset Breakdown - Escaped | Conductor - Line dislodged, contact with above ground components | Fatigue | [7 empty] | Other - please specify, Bushfire or External Fire Damage | Pole | Assisted
conductor | Asset Breakdown - Escaped | Conductor - Line dislodged, contact with above ground components | Fatigue, Fitting | [7 empty] | Other Specify | Pole | Assisted
conductor | Asset Breakdown - Escaped | Conductor - Line dislodged, contact with above ground components | Other Specify | [7 empty] | Pole failure - 3rd party, Burning off/3rd party | Pole | Assisted
conductor | Asset Breakdown - Escaped | Equipment Breakdown - Brackets, Bolts, Steelwork | Asset - Loose fittings | [7 empty] | Pole failure - storm | Pole | Assisted
conductor | Asset Breakdown - Escaped | Equipment Breakdown - Brackets, Bolts, Steelwork | Conductor break - fatigue, corrosion, quality, Fatigue, Loose fittings | [7 empty] | Pole failure - storm, Storm damage (inc. lightning, severe weather events) | Pole | Assisted
conductor | Asset Breakdown - Escaped | Equipment Breakdown - Crossarm | Other Specify | Pole Top Equipment | Crossarm | Unassisted |  |  |  |  | Pole failure - storm, Storm damage (inc. lightning, severe weather events), Bushfire or External Fire Damage | Pole | Assisted
conductor | Asset Breakdown - Escaped | Equipment Breakdown - Earthing | Standards - Construction | [7 empty] | Storm damage (inc. lightning, severe weather events) | Pole | Assisted
conductor | Asset Breakdown - Escaped | Equipment Breakdown - Insulator | Environmental - Contamination / Tracking | Pole Top Equipment | Insulator | Unassisted |  |  |  |  | Storm damage (inc. lightning, severe weather events), Bushfire or External Fire Damage | Pole | Assisted
conductor | Asset Breakdown - Escaped | Equipment Breakdown - Insulator | Loose fittings | Pole Top Equipment | Insulator | Unassisted |  |  |  |  | Vandalism | Pole | Assisted
conductor | Asset Breakdown - Escaped | Equipment Breakdown - Other | Conductor break - fatigue, corrosion, quality | [6 empty] | Pole Fire - Lightning strike | Pole failure - storm | Pole | Assisted
conductor | Asset Breakdown - Escaped | Equipment Breakdown - Other | Fatigue | [7 empty] | Storm damage (inc. lightning, severe weather events) | Pole | Assisted
conductor | Asset Breakdown - Escaped | Equipment Breakdown - Other | Fatigue, Other - please specify, Tracking | [6 empty] | Stubble / Agricultural Fire | Agriculture- Other | Pole | Assisted
conductor | Asset Breakdown - Escaped | Equipment Breakdown - Other | Fitting | [7 empty] | Burning off/3rd party, Agriculture- Other | Pole | Assisted
conductor | Asset Breakdown - Escaped | Equipment Breakdown - Other | Other - please specify | [6 empty] | Stubble / Agricultural Fire | <Undefined> | Pole | Assisted
conductor | Asset Breakdown - Escaped | Equipment Breakdown - Other | Other Specify | [7 empty] | Agriculture - Other | Pole | Assisted
conductor | Asset Breakdown - Escaped | Equipment Breakdown - Other | Vegetation Fall in - Overhang | [7 empty] | Agriculture - Vehicle-Plant | Pole | Assisted
conductor | Asset Breakdown - Escaped | Equipment Breakdown - Tie Wire | Asset - Broken | Pole Top Equipment | Conductor Tie | Unassisted |  |  |  |  | Agriculture- Other | Pole | Assisted
conductor | Asset Breakdown - Escaped | Equipment Breakdown - Tie Wire | Conductor break - other specify | Pole Top Equipment | Conductor Tie | Unassisted |  |  |  |  | Human - Equipment / Plant Non-Ag | Pole | Assisted
conductor | Asset Breakdown - Escaped | Equipment Breakdown - Tie Wire | Conductor break - other specify, Fatigue | Pole Top Equipment | Conductor Tie | Unassisted |  |  |  |  | Human - Work Practice | Pole | Assisted
conductor | Asset Breakdown - Escaped | Equipment Breakdown - Tie Wire | Corrosion | Pole Top Equipment | Conductor Tie | Unassisted |  |  | Human Activity - Ignition by Assets | Human Activity - Vehicle impact, vandalism, etc | Agricultural activity - Machinery and Burn-off | Pole | Assisted
conductor | Asset Breakdown - Escaped | Equipment Breakdown - Tie Wire | Fatigue | Pole Top Equipment | Conductor Tie | Unassisted |  |  |  |  | Agricultural activity - Machinery and Burn-off, Low line clearance | Pole | Assisted
conductor | Asset Breakdown - Escaped | Equipment Breakdown - Tie Wire | Fatigue, Design, Fitting | Pole Top Equipment | Conductor Tie | Unassisted |  |  |  |  | Burning off/3rd party | Pole | Assisted
conductor | Asset Breakdown - Escaped | Equipment Breakdown - Tie Wire | Fatigue, Low line clearance, Storm damage (inc. lightning, severe weather events) | Pole Top Equipment | Conductor Tie | Unassisted |  |  |  |  | Burning off/3rd party, Agricultural activity - Machinery and Burn-off, Bushfire or External Fire Damage | Pole | Assisted
conductor | Asset Breakdown - Escaped | Equipment Breakdown - Tie Wire | Fatigue, Other - please specify | Pole Top Equipment | Conductor Tie | Unassisted |  |  |  |  | Human - Aircraft | Pole | Assisted
conductor | Asset Breakdown - Escaped | Equipment Breakdown - Tie Wire | Fatigue, Storm damage - (inc. lightning, severe weather events) | Pole Top Equipment | Conductor Tie | Unassisted |  |  |  |  | Human - Vandalism / Arson | Pole | Assisted
conductor | Asset Breakdown - Escaped | Equipment Breakdown - Tie Wire | Fatigue, Storm damage (inc. lightning, severe weather events) | Pole Top Equipment | Conductor Tie | Unassisted |  |  |  |  | Human - Vehicle Non-Ag | Pole | Assisted
conductor | Asset Breakdown - Escaped | Equipment Breakdown - Tie Wire | Fatigue, Tracking | Pole Top Equipment | Conductor Tie | Unassisted |  |  |  |  | Motor vehicle | Pole | Assisted
conductor | Asset Breakdown - Escaped | Equipment Breakdown - Tie Wire | Other - please specify, Storm damage (inc. lightning, severe weather events) | Pole Top Equipment | Conductor Tie | Unassisted |  |  |  |  | Other - please specify, Tracking | Pole | Assisted
conductor | Asset Breakdown - Escaped | Equipment Breakdown - Tie Wire | Other Specify | Pole Top Equipment | Conductor Tie | Unassisted |  |  |  |  | Other Specify | Pole | Assisted
conductor | Asset Breakdown - Escaped | Equipment Breakdown - Tie Wire | Standards - Construction | Pole Top Equipment | Conductor Tie | Unassisted |  |  |  |  | Pole failure - 3rd party, Agricultural activity - Machinery and Burn-off | Pole | Assisted
conductor | Asset Breakdown - Escaped | Equipment Breakdown - Tie Wire | Standards - Design | Pole Top Equipment | Conductor Tie | Unassisted |  |  |  |  | Pole failure - 3rd party, Motor vehicle | Pole | Assisted
conductor | Asset Breakdown - Escaped | Equipment Breakdown - Tie Wire | Storm damage (inc. lightning, severe weather events) | Pole Top Equipment | Conductor Tie | Unassisted |  |  |  |  | Pole failure - other, Motor vehicle | Pole | Assisted
conductor | Asset Breakdown - Escaped | Equipment Breakdown - Unknown | Fatigue, Tracking | [6 empty] | Vehicle (Agri) - asset impact | Agriculture - Vehicle-Plant | Pole | Assisted
conductor | Asset Breakdown - Escaped | Equipment Breakdown - Unknown | Other - please specify | [6 empty] | Vehicle (Public) impact | Human - Vehicle Non-Ag | Pole | Assisted
conductor | Asset Breakdown - Escaped | Fuse - Connections | Asset - Loose fittings |  |  |  |  | Crossarm | Asset Breakdown - Contained | Conductor - Clashing line to line | Other Specify
conductor | Asset Breakdown - Escaped | Fuse - Element blown | Vegetation - Contact by tree/branch Outside Clearances | [6 empty] | Conductor - Line dislodged, contact with above ground components | Conductor break - Weather related
conductor | Asset Breakdown - Escaped | Other - please specify | <Undefined> | [6 empty] | Equipment Breakdown - Brackets, Bolts, Steelwork | Loose fittings
conductor | Asset Breakdown - Escaped | Pole Fire - Lightning strike | Storm damage (inc. lightning, severe weather events) | [6 empty] | Equipment Breakdown - Crossarm | Conductor break - fatigue, corrosion, quality
conductor | Asset Breakdown - Escaped | Pole fire Conductor tie Broken | Other Specify | [7 empty] | Contamination
conductor | Bird/Animal | Bat - Equip Flashover | Standards - Design | [7 empty] | Contamination, Tracking
conductor | Bird/Animal | Bird - Equip Flashover | Environmental - Bird/Animal Damage | [7 empty] | Environmental - Rot / Fungal Decay
conductor | Bird/Animal | Bird - Equip Flashover | Standards - Design | [7 empty] | Environmental - Termites
conductor | Bird/Animal | Bird - Wirestrike | Environmental - Bird/Animal Damage | [7 empty] | Fatigue
conductor | Bird/Animal | Bird - Wirestrike | Standards - Construction | [7 empty] | Fatigue, Contamination, Storm damage (inc. lightning, severe weather events)
conductor | Bird/Animal | Bird - Wirestrike | Standards - Design | [7 empty] | Fatigue, Fungal decay
conductor | Bird/Animal | Bird/ Animal - Other | Asset - Other | [7 empty] | Fungal decay
conductor | Bird/Animal | Bird/Animal | <Undefined> | [7 empty] | Fungal decay, Tracking, Weathering
conductor | Bird/Animal | Bird/Animal | Agricultural activity - Machinery and Burn-off | [7 empty] | Other Specify
conductor | Bird/Animal | Bird/Animal | Conductor break - fatigue, corrosion, quality | [6 empty] | Equipment Breakdown - Insulator | Environmental - Contamination / Tracking
conductor | Bird/Animal | Bird/Animal | Conductor break - other specify | [7 empty] | Storm damage (inc. lightning, severe weather events)
conductor | Bird/Animal | Bird/Animal | Conductor break - other specify, Design | [6 empty] | Equipment Breakdown - Other | Fatigue
conductor | Bird/Animal | Bird/Animal | Contamination | [6 empty] | Equipment Breakdown - Tie Wire | Fatigue
conductor | Bird/Animal | Bird/Animal | Design | [7 empty] | Other Specify
conductor | Bird/Animal | Bird/Animal | Design, Corrosion, Loose fittings | [6 empty] | Pole Fire - Crossarm related | Fatigue
conductor | Bird/Animal | Bird/Animal | Design, Other - please specify | [7 empty] | Storm damage (inc. lightning, severe weather events)
conductor | Bird/Animal | Bird/Animal | Human - Work Practice | [6 empty] | Pole Fire - Insulator related, leakage or breakdown | Environmental - Contamination / Tracking
conductor | Bird/Animal | Bird/Animal | Other - please specify | [7 empty] | Fatigue
conductor | Bird/Animal | Bird/Animal | Other Specify | [7 empty] | Other Specify
conductor | Bird/Animal | Bird/Animal | Standards - Design | [6 empty] | Pole fire Conductor tie Broken | Fatigue
conductor | Bird/Animal | Bird/Animal | Standards - Low Ground Clearance | [5 empty] | Asset Breakdown - Escaped | Conductor - Break | Conductor break - other specify
conductor | Bird/Animal | Bird/Animal | Tracking | [7 empty] | Environmental - Rot / Fungal Decay
conductor | Contact with Vegetation | Contact with Vegetation | Design, Storm damage (inc. lightning, severe weather events), Vegetation - Contact by tree/branch Inside Clearances | [6 empty] | Conductor - Clashing line to line | Fatigue
conductor | Contact with Vegetation | Contact with Vegetation | Other - please specify | [6 empty] | Conductor - Connections | Loose fittings
conductor | Contact with Vegetation | Contact with Vegetation | Storm damage (inc. lightning, severe weather events) | [6 empty] | Conductor - Line dislodged, contact to ground | Fatigue, Weathering
conductor | Contact with Vegetation | Contact with Vegetation | Storm damage (inc. lightning, severe weather events), Vegetation - Contact by tree/branch Outside Clearances | [7 empty] | Other Specify
conductor | Contact with Vegetation | Contact with Vegetation | Vegetation - Contact by tree/branch Inside Clearances | [6 empty] | Conductor - Line dislodged, contact with above ground components | Human - Work Practice
conductor | Contact with Vegetation | Contact with Vegetation | Vegetation - Contact by tree/branch Outside Clearances | [7 empty] | Other Specify
conductor | Contact with Vegetation | Contact with Vegetation | Vegetation - Contact by tree/branch Outside Clearances, Vegetation - Overhang | [7 empty] | Pole failure - storm
conductor | Contact with Vegetation | Contact with Vegetation | Vegetation - Falling/windborne contact, Vegetation - Contact by tree/branch Outside Clearances | [6 empty] | Equipment Breakdown - Brackets, Bolts, Steelwork | Construction quality, Other - please specify
conductor | Contact with Vegetation | Contact with Vegetation | Vegetation - Growth into line | [7 empty] | Loose fittings
conductor | Contact with Vegetation | Contact with Vegetation | Vegetation - Growth into line, Storm damage (inc. lightning, severe weather events) | [7 empty] | Other Specify
conductor | Contact with Vegetation | Contact with Vegetation | Vegetation - Growth into line, Vegetation - Contact by tree/branch Inside Clearances | [6 empty] | Equipment Breakdown - Crossarm | <Undefined>
conductor | Contact with Vegetation | Contact with Vegetation | Vegetation - Other specify | [7 empty] | Asset - Broken
conductor | Contact with Vegetation | Contact with Vegetation | Vegetation - Overhang | [7 empty] | Design
conductor | Contact with Vegetation | Contact with Vegetation | Vegetation Fall in - Overhang | [7 empty] | Environmental - Contamination / Tracking
conductor | Contact with Vegetation | Contact with Vegetation | Vegetation Fall in - Side | [7 empty] | Environmental - Rot / Fungal Decay
conductor | Contact with Vegetation | Vegetation - Fall in and blow in | Environmental - Severe weather - Wind | [7 empty] | Environmental - Rot / Fungal Decay, Asset - Broken
conductor | Contact with Vegetation | Vegetation - Fall in and blow in | Environmental - Severe weather - Wind, Vegetation Fall in - Overhang | [7 empty] | Environmental - Rot / Fungal Decay, Environmental - Weathered
conductor | Contact with Vegetation | Vegetation - Fall in and blow in | Vegetation Blow in | [7 empty] | Environmental - Severe weather - Wind
conductor | Contact with Vegetation | Vegetation - Fall in and blow in | Vegetation Fall in - Overhang | [7 empty] | Environmental - Termites
conductor | Contact with Vegetation | Vegetation - Fall in and blow in | Vegetation Fall in - Side | [7 empty] | Environmental - Weathered
conductor | Contact with Vegetation | Vegetation - Fall in and blow in | Vegetation Fall in - Side, Environmental - Severe weather - Wind | [7 empty] | Fatigue
conductor | Contact with Vegetation | Vegetation - Grow in | Vegetation Grow in - Below | [7 empty] | Fatigue, Fungal decay
conductor | Contact with Vegetation | Vegetation - Grow in | Vegetation Grow in - Overhang | [7 empty] | Fatigue, Fungal decay, Termites
conductor | Contact with Vegetation | Vegetation - Other | Environmental - Severe weather - Wind | [7 empty] | Fatigue, Fungal decay, Weathering
conductor | External - Non-Network Ignition | Bushfire | <Undefined> | [7 empty] | Fatigue, Loose fittings
conductor | External - Non-Network Ignition | Bushfire | Vegetation Fall in - Side | [7 empty] | Fatigue, Weathering
conductor | External - Non-Network Ignition | House/Building/Structure Fire | Environmental - Severe weather - Wind | [7 empty] | Fungal decay
conductor | External - Non-Network Ignition | Human Activity - Vehicle impact, vandalism, etc | Human - Vehicle Non-Ag | [7 empty] | Fungal decay, Weathering
conductor | External - Non-Network Ignition | Other - please specify | 0 | [7 empty] | Other - please specify
conductor | External - Non-Network Ignition | Other - please specify | <Undefined> | [7 empty] | Other Specify
conductor | External - Non-Network Ignition | Other - please specify | Agricultural activity - Machinery and Burn-off | [7 empty] | Other Specify, Conductor break - other specify
conductor | External - Non-Network Ignition | Other - please specify | Burning off/3rd party | [7 empty] | Pole failure - white ants
conductor | External - Non-Network Ignition | Other - please specify | Bushfire or External Fire Damage | [7 empty] | Storm damage (inc. lightning, severe weather events)
conductor | External - Non-Network Ignition | Other - please specify | Conductor break - other specify | [7 empty] | Termites
conductor | External - Non-Network Ignition | Other - please specify | Conductor break - Weather related, Storm damage (inc. lightning, severe weather events) | [6 empty] | Equipment Breakdown - Insulator | Contamination
conductor | External - Non-Network Ignition | Other - please specify | Environmental - Severe weather - Lightning | [7 empty] | Fatigue
conductor | External - Non-Network Ignition | Other - please specify | Human - Vandalism / Arson | [7 empty] | Other Specify
conductor | External - Non-Network Ignition | Other - please specify | Storm damage (inc. lightning, severe weather events) | [7 empty] | Storm damage (inc. lightning, severe weather events)
conductor | External - Non-Network Ignition | Other - please specify | Storm damage (inc. lightning, severe weather events), Tracking | [6 empty] | Equipment Breakdown - Other | Fatigue
conductor | External - Non-Network Ignition | Other - please specify | Vegetation - Falling/windborne contact | [7 empty] | Other Specify
conductor | External - Non-Network Ignition | Stubble / Agricultural Fire | Human - Work Practice | [6 empty] | Equipment Breakdown - Tie Wire | Storm damage (inc. lightning, severe weather events)
conductor | External - Non-Network Ignition | Stubble / Agricultural Fire | Vegetation Fall in - Side, Agriculture- Other | [6 empty] | Pole Fire - Crossarm related | Other Specify
conductor | External - Non-Network Ignition | Stubble / Agricultural Fire | Agriculture - Other | [6 empty] | Pole Fire - Lightning strike | Storm damage (inc. lightning, severe weather events)
conductor | External - Non-Network Ignition | Stubble / Agricultural Fire | Vegetation Fall in - Side | [5 empty] | Bird/Animal | Bird/Animal | Contamination
conductor | Human Activity - Ignition by Assets | Agricultural activity - non vehicle | Agriculture- Other | [7 empty] | Design
conductor | Human Activity - Ignition by Assets | Agricultural activity - non vehicle | Environmental - Severe weather - Wind | [7 empty] | Design, Insulator type
conductor | Human Activity - Ignition by Assets | Agricultural activity - non vehicle | Vegetation Fall in - Side | [7 empty] | Other - please specify
conductor | Human Activity - Ignition by Assets | Conductor - Contact with foreign object | Bushfire or External Fire Damage | [7 empty] | Other Specify
conductor | Human Activity - Ignition by Assets | Construction activity | Human - Equipment / Plant Non-Ag | [5 empty] | Contact with Vegetation | Contact with Vegetation | Vegetation - Contact by tree/branch Outside Clearances
conductor | Human Activity - Ignition by Assets | Construction activity | Human - Vehicle Non-Ag | [5 empty] | External - Non-Network Ignition | Bushfire | Vegetation Fall in - Side
conductor | Human Activity - Ignition by Assets | Human Activity - Other | Environmental - Severe weather - Wind | [6 empty] | Other - please specify | Bushfire or External Fire Damage
conductor | Human Activity - Ignition by Assets | Human Activity - Other | Vegetation Fall in - Side | [7 empty] | Storm damage (inc. lightning, severe weather events)
conductor | Human Activity - Ignition by Assets | Human Activity - Vehicle impact, vandalism, etc | Agricultural activity - Machinery and Burn-off | [5 empty] | Human Activity - Ignition by Assets | Human Activity - Vehicle impact, vandalism, etc | Agricultural activity - Machinery and Burn-off
conductor | Human Activity - Ignition by Assets | Human Activity - Vehicle impact, vandalism, etc | Agricultural activity - Machinery and Burn-off, Low line clearance | [7 empty] | Agricultural activity - Machinery and Burn-off, Other - please specify
conductor | Human Activity - Ignition by Assets | Human Activity - Vehicle impact, vandalism, etc | Aircraft | [7 empty] | Burning off/3rd party
conductor | Human Activity - Ignition by Assets | Human Activity - Vehicle impact, vandalism, etc | Conductor break - 3rd party | [7 empty] | Conductor break - other specify
conductor | Human Activity - Ignition by Assets | Human Activity - Vehicle impact, vandalism, etc | Conductor break - other specify |  |  |  |  | Insulator | Asset Breakdown - Contained | Conductor - Line dislodged, contact with above ground components | Loose fittings
conductor | Human Activity - Ignition by Assets | Human Activity - Vehicle impact, vandalism, etc | Contamination, Other - please specify, Storm damage (inc. lightning, severe weather events) | [6 empty] | Equipment Breakdown - Brackets, Bolts, Steelwork | Loose fittings
conductor | Human Activity - Ignition by Assets | Human Activity - Vehicle impact, vandalism, etc | Design, Agricultural activity - Machinery and Burn-off | [7 empty] | Other Specify
conductor | Human Activity - Ignition by Assets | Human Activity - Vehicle impact, vandalism, etc | Human - Aircraft | [6 empty] | Equipment Breakdown - Insulator | Asset - Broken
conductor | Human Activity - Ignition by Assets | Human Activity - Vehicle impact, vandalism, etc | Human - Vandalism / Arson | [7 empty] | Asset - Other
conductor | Human Activity - Ignition by Assets | Human Activity - Vehicle impact, vandalism, etc | Human - Vandalism / Arson, Vegetation - Contact by tree/branch Outside Clearances | [7 empty] | Construction quality, Loose fittings
conductor | Human Activity - Ignition by Assets | Human Activity - Vehicle impact, vandalism, etc | Human - Vehicle Non-Ag | [7 empty] | Contamination, Tracking
conductor | Human Activity - Ignition by Assets | Human Activity - Vehicle impact, vandalism, etc | Motor vehicle | [7 empty] | Corrosion
conductor | Human Activity - Ignition by Assets | Human Activity - Vehicle impact, vandalism, etc | Motor vehicle, Low line clearance | [7 empty] | Design, Tracking
conductor | Human Activity - Ignition by Assets | Human Activity - Vehicle impact, vandalism, etc | Other - please specify | [7 empty] | Environmental - Contamination / Tracking
conductor | Human Activity - Ignition by Assets | Human Activity - Vehicle impact, vandalism, etc | Other Specify | [7 empty] | Fatigue
conductor | Human Activity - Ignition by Assets | Human Activity - Vehicle impact, vandalism, etc | Standards - Low Ground Clearance | [7 empty] | Fatigue, Tracking
conductor | Human Activity - Ignition by Assets | Human Activity - Vehicle impact, vandalism, etc | Storm damage (inc. lightning, severe weather events) | [7 empty] | Fitting
conductor | Human Activity - Ignition by Assets | Human Activity - Vehicle impact, vandalism, etc | Vegetation - Contact by tree/branch Outside Clearances | [7 empty] | Human - Work Practice
conductor | Human Activity - Ignition by Assets | Human Activity - Vehicle impact, vandalism, etc | Vegetation - Other specify | [7 empty] | Insulator type
conductor | Human Activity - Ignition by Assets | Public activity - non vehicle | Human - Other | [7 empty] | Insulator type, Tracking
conductor | Human Activity - Ignition by Assets | Public activity - non vehicle | Vegetation Fall in - Side | [7 empty] | Loose fittings
conductor | Human Activity - Ignition by Assets | Vegetation - Fall in and blow in | Human - Work Practice | [7 empty] | Other Specify
conductor | Human Activity - Ignition by Assets | Vehicle (Agri) - asset impact | Agriculture - Vehicle-Plant | [7 empty] | Storm damage (inc. lightning, severe weather events)
conductor | Human Activity - Ignition by Assets | Vehicle (Agri) - asset impact | Agriculture - Vehicle-Plant, Asset - Broken | [7 empty] | Storm damage (inc. lightning, severe weather events), Tracking
conductor | Human Activity - Ignition by Assets | Vehicle (Agri) - asset impact | Standards - Low Ground Clearance | [7 empty] | Tracking
conductor | Human Activity - Ignition by Assets | Vehicle (Agri) - asset impact | Vegetation Fall in - Side | [6 empty] | Equipment Breakdown - Tie Wire | Asset - Broken
conductor | Human Activity - Ignition by Assets | Vehicle (Public) impact | Standards - Low Ground Clearance | [7 empty] | Storm damage (inc. lightning, severe weather events)
conductor | Human Activity - Ignition by Assets | Wilful / Malicious damage | <Undefined> | [6 empty] | Pole Fire - Insulator related, leakage or breakdown | Contamination
Conductor Splice | Asset Breakdown - Escaped | Conductor - Break | Human - Work Practice | [7 empty] | Contamination, Tracking
Connection | Asset Breakdown - Contained | Conductor - Connections | Standards - Design | [7 empty] | Environmental - Contamination / Tracking
Connection | Asset Breakdown - Contained | Equipment Breakdown - UG/OH termination | Asset - Connection | [7 empty] | Fatigue
Connection | Asset Breakdown - Escaped | Conductor - Connections | Asset - Connection | [7 empty] | Other Specify
Connection | Asset Breakdown - Escaped | Conductor - Connections | Fatigue | [7 empty] | Tracking
Connection | Asset Breakdown - Escaped | Conductor - Connections | Fatigue, Corrosion | [6 empty] | Pole Fire - Lightning strike | Storm damage (inc. lightning, severe weather events)
Connection | Asset Breakdown - Escaped | Conductor - Connections | Standards - Manufacturers | [5 empty] | Asset Breakdown - Escaped | Conductor - Clashing line to line | Asset - Broken
Connection | Bird/Animal | Bird - Equip Flashover | Standards - Design | [6 empty] | Conductor - Line dislodged, contact to ground | Storm damage (inc. lightning, severe weather events)
Connections | Asset Breakdown - Contained | Conductor - Connections | Other - please specify | [6 empty] | Equipment Breakdown - Brackets, Bolts, Steelwork | Loose fittings
Consumer mains | External - Non-Network Ignition | Other - please specify | <Undefined> | [6 empty] | Equipment Breakdown - Insulator | Asset - Broken
Consumers mains box | External - Non-Network Ignition | Equipment Breakdown - Other | <Undefined> | [7 empty] | Contamination, Tracking
Crossarm | Asset Breakdown - Contained | Equipment Breakdown - Crossarm | Environmental - Termites | Pole Top Equipment | Crossarm | Unassisted | Termites |  |  |  | Corrosion
Crossarm | Asset Breakdown - Escaped | Equipment Breakdown - Crossarm | Environmental - Rot / Fungal Decay | Pole Top Equipment | Crossarm | Unassisted | Fungal Decay |  |  |  | Environmental - Contamination / Tracking
Crossarm | Asset Breakdown - Escaped | Equipment Breakdown - Crossarm | Environmental - Severe weather - Wind | Pole Top Equipment | Crossarm | Unassisted | Extreme Weather |  |  |  | Environmental - Severe weather - Lightning
Crossarm | Asset Breakdown - Escaped | Equipment Breakdown - Crossarm | Environmental - Termites | Pole Top Equipment | Crossarm | Unassisted | Termites |  |  |  | Fatigue
Crossarm | External - Non-Network Ignition | Bushfire | Vegetation Fall in - Side | Related Asset Class |  | Assisted | Vegetation |  |  |  | Fatigue, Contamination
Cross-arm | Asset Breakdown - Contained | Conductor - Clashing line to line | Other Specify | Related Asset Class |  | Unassisted | Fatigue |  |  |  | Fatigue, Corrosion
Cross-arm | Asset Breakdown - Contained | Conductor - Line dislodged, contact with above ground components | Conductor break - Weather related | Related Asset Class | [6 empty] | Fatigue, Storm damage (inc. lightning, severe weather events)
Cross-arm | Asset Breakdown - Contained | Equipment Breakdown - Brackets, Bolts, Steelwork | Loose fittings | Pole Top Equipment | Crossarm | Unassisted | Extreme Weather |  |  |  | Fitting
Cross-arm | Asset Breakdown - Contained | Equipment Breakdown - Crossarm | Conductor break - fatigue, corrosion, quality | Pole Top Equipment | Crossarm | Unassisted | Unknown |  |  |  | Insulator type
Cross-arm | Asset Breakdown - Contained | Equipment Breakdown - Crossarm | Contamination | Pole Top Equipment | Crossarm | Unassisted | Unknown |  |  |  | Other Specify
Cross-arm | Asset Breakdown - Contained | Equipment Breakdown - Crossarm | Contamination, Tracking | Pole Top Equipment | Crossarm | Unassisted | Unknown |  |  |  | Storm damage (inc. lightning, severe weather events)
Cross-arm | Asset Breakdown - Contained | Equipment Breakdown - Crossarm | Environmental - Rot / Fungal Decay | Pole Top Equipment | Crossarm | Unassisted | Fungal Decay |  |  |  | Tracking
Cross-arm | Asset Breakdown - Contained | Equipment Breakdown - Crossarm | Fatigue | Pole Top Equipment | Crossarm | Unassisted | Other |  |  | Equipment Breakdown - Tie Wire | Fatigue
Cross-arm | Asset Breakdown - Contained | Equipment Breakdown - Crossarm | Fatigue, Contamination, Storm damage (inc. lightning, severe weather events) | Pole Top Equipment | Crossarm | Unassisted | Other |  |  | Pole Fire - Crossarm related | Contamination, Tracking
Cross-arm | Asset Breakdown - Contained | Equipment Breakdown - Crossarm | Fatigue, Fungal decay | Pole Top Equipment | Crossarm | Unassisted | Fungal Decay |  |  | Pole Fire - Insulator related, leakage or breakdown | Environmental - Contamination / Tracking
Cross-arm | Asset Breakdown - Contained | Equipment Breakdown - Crossarm | Fungal decay | Pole Top Equipment | Crossarm | Unassisted | Fungal Decay |  |  |  | Fatigue
Cross-arm | Asset Breakdown - Contained | Equipment Breakdown - Crossarm | Fungal decay, Tracking, Weathering | Pole Top Equipment | Crossarm | Unassisted | Fungal Decay |  |  |  | Pole failure - other, Tracking
Cross-arm | Asset Breakdown - Contained | Equipment Breakdown - Crossarm | Other Specify | Pole Top Equipment | Crossarm | Unassisted | Other |  |  |  | Tracking
Cross-arm | Asset Breakdown - Contained | Equipment Breakdown - Insulator | Environmental - Contamination / Tracking | Pole Top Equipment | Insulator | Unassisted | Other |  | Bird/Animal | Bird - Equip Flashover | Asset - Broken
Cross-arm | Asset Breakdown - Contained | Equipment Breakdown - Insulator | Storm damage (inc. lightning, severe weather events) | Pole Top Equipment | Insulator | Unassisted | Extreme Weather |  |  | Bird/Animal | Design
Cross-arm | Asset Breakdown - Contained | Equipment Breakdown - Other | Fatigue | Pole Top Equipment | Crossarm | Unassisted | Other |  | External - Non-Network Ignition | Equipment Breakdown - Other | Other Specify
Cross-arm | Asset Breakdown - Contained | Equipment Breakdown - Tie Wire | Fatigue | Pole Top Equipment | Conductor Tie | Unassisted | Other |  |  | Other - please specify | Contamination, Tracking
Cross-arm | Asset Breakdown - Contained | Equipment Breakdown - Tie Wire | Other Specify | Pole Top Equipment | Conductor Tie | Unassisted | Other |  |  |  | Environmental - Severe weather - Lightning
Cross-arm | Asset Breakdown - Contained | Pole Fire - Crossarm related | Fatigue | Pole Top Equipment | Crossarm | Unassisted | Other |  |  |  | Storm damage (inc. lightning, severe weather events)
Cross-arm | Asset Breakdown - Contained | Pole Fire - Crossarm related | Storm damage (inc. lightning, severe weather events) | Pole Top Equipment | Crossarm | Unassisted | Extreme Weather
Cross-arm | Asset Breakdown - Contained | Pole Fire - Insulator related, leakage or breakdown | Environmental - Contamination / Tracking | Pole Top Equipment | Insulator | Unassisted | Other
Cross-arm | Asset Breakdown - Contained | Pole Fire - Insulator related, leakage or breakdown | Fatigue | Pole Top Equipment | Insulator | Unassisted | Other
Cross-arm | Asset Breakdown - Contained | Pole Fire - Insulator related, leakage or breakdown | Other Specify | Pole Top Equipment | Insulator | Unassisted | Other
Cross-arm | Asset Breakdown - Contained | Pole fire Conductor tie Broken | Fatigue | Pole Top Equipment | Conductor Tie | Unassisted | Other
Cross-arm | Asset Breakdown - Escaped | Conductor - Break | Conductor break - other specify | Related Asset Class |  | Unassisted
Cross-arm | Asset Breakdown - Escaped | Conductor - Break | Environmental - Rot / Fungal Decay | Related Asset Class |  | Unassisted | Fungal Decay
Cross-arm | Asset Breakdown - Escaped | Conductor - Clashing line to line | Fatigue | Related Asset Class |  | Unassisted | Other
Cross-arm | Asset Breakdown - Escaped | Conductor - Connections | Loose fittings | Related Asset Class |  | Unassisted
Cross-arm | Asset Breakdown - Escaped | Conductor - Line dislodged, contact to ground | Fatigue, Weathering | Related Asset Class |  | Unassisted | Other
Cross-arm | Asset Breakdown - Escaped | Conductor - Line dislodged, contact to ground | Other Specify | Related Asset Class |  | Unassisted
Cross-arm | Asset Breakdown - Escaped | Conductor - Line dislodged, contact with above ground components | Human - Work Practice | Related Asset Class |  | Unassisted
Cross-arm | Asset Breakdown - Escaped | Conductor - Line dislodged, contact with above ground components | Other Specify | Related Asset Class |  | Unassisted
Cross-arm | Asset Breakdown - Escaped | Conductor - Line dislodged, contact with above ground components | Pole failure - storm | Related Asset Class |  | Unassisted | Extreme Weather
Cross-arm | Asset Breakdown - Escaped | Equipment Breakdown - Brackets, Bolts, Steelwork | Construction quality, Other - please specify | Pole Top Equipment | Fittings | Unassisted | Unknown
Cross-arm | Asset Breakdown - Escaped | Equipment Breakdown - Brackets, Bolts, Steelwork | Loose fittings | Pole Top Equipment | Fittings | Unassisted | Unknown
Cross-arm | Asset Breakdown - Escaped | Equipment Breakdown - Brackets, Bolts, Steelwork | Other Specify | Pole Top Equipment | Fittings | Unassisted | Unknown
Cross-arm | Asset Breakdown - Escaped | Equipment Breakdown - Crossarm | <Undefined> | Pole Top Equipment | Crossarm | Unassisted | Unknown
Cross-arm | Asset Breakdown - Escaped | Equipment Breakdown - Crossarm | Asset - Broken | Pole Top Equipment | Crossarm | Unassisted | Unknown
Cross-arm | Asset Breakdown - Escaped | Equipment Breakdown - Crossarm | Design | Pole Top Equipment | Crossarm | Unassisted | Unknown
Cross-arm | Asset Breakdown - Escaped | Equipment Breakdown - Crossarm | Environmental - Contamination / Tracking | Pole Top Equipment | Crossarm | Unassisted | Other
Cross-arm | Asset Breakdown - Escaped | Equipment Breakdown - Crossarm | Environmental - Rot / Fungal Decay | Pole Top Equipment | Crossarm | Unassisted | Fungal Decay
Cross-arm | Asset Breakdown - Escaped | Equipment Breakdown - Crossarm | Environmental - Rot / Fungal Decay, Asset - Broken | Pole Top Equipment | Crossarm | Unassisted | Fungal Decay
Cross-arm | Asset Breakdown - Escaped | Equipment Breakdown - Crossarm | Environmental - Rot / Fungal Decay, Environmental - Weathered | Pole Top Equipment | Crossarm | Unassisted | Fungal Decay
Cross-arm | Asset Breakdown - Escaped | Equipment Breakdown - Crossarm | Environmental - Termites | Pole Top Equipment | Crossarm | Unassisted | Termites
Cross-arm | Asset Breakdown - Escaped | Equipment Breakdown - Crossarm | Environmental - Weathered | Pole Top Equipment | Crossarm | Unassisted | Other
Cross-arm | Asset Breakdown - Escaped | Equipment Breakdown - Crossarm | Fatigue | Pole Top Equipment | Crossarm | Unassisted | Other
Cross-arm | Asset Breakdown - Escaped | Equipment Breakdown - Crossarm | Fatigue, Fungal decay | Pole Top Equipment | Crossarm | Unassisted | Fungal Decay
Cross-arm | Asset Breakdown - Escaped | Equipment Breakdown - Crossarm | Fatigue, Fungal decay, Termites | Pole Top Equipment | Crossarm | Unassisted | Fungal Decay/Termites
Cross-arm | Asset Breakdown - Escaped | Equipment Breakdown - Crossarm | Fatigue, Fungal decay, Weathering | Pole Top Equipment | Crossarm | Unassisted | Fungal Decay
Cross-arm | Asset Breakdown - Escaped | Equipment Breakdown - Crossarm | Fatigue, Loose fittings | Pole Top Equipment | Crossarm | Unassisted | Other
Cross-arm | Asset Breakdown - Escaped | Equipment Breakdown - Crossarm | Fatigue, Weathering | Pole Top Equipment | Crossarm | Unassisted | Other
Cross-arm | Asset Breakdown - Escaped | Equipment Breakdown - Crossarm | Fungal decay | Pole Top Equipment | Crossarm | Unassisted | Fungal Decay
Cross-arm | Asset Breakdown - Escaped | Equipment Breakdown - Crossarm | Fungal decay, Weathering | Pole Top Equipment | Crossarm | Unassisted | Fungal Decay
Cross-arm | Asset Breakdown - Escaped | Equipment Breakdown - Crossarm | Other - please specify | Pole Top Equipment | Crossarm | Unassisted | Other
Cross-arm | Asset Breakdown - Escaped | Equipment Breakdown - Crossarm | Other Specify | Pole Top Equipment | Crossarm | Unassisted | Other
Cross-arm | Asset Breakdown - Escaped | Equipment Breakdown - Crossarm | Other Specify, Conductor break - other specify | Pole Top Equipment | Crossarm | Unassisted | Other
Cross-arm | Asset Breakdown - Escaped | Equipment Breakdown - Crossarm | Pole failure - white ants | Pole Top Equipment | Crossarm | Unassisted | Termites
Cross-arm | Asset Breakdown - Escaped | Equipment Breakdown - Crossarm | Storm damage (inc. lightning, severe weather events) | Pole Top Equipment | Crossarm | Unassisted | Extreme Weather
Cross-arm | Asset Breakdown - Escaped | Equipment Breakdown - Crossarm | Termites | Pole Top Equipment | Crossarm | Unassisted | Termites
Cross-arm | Asset Breakdown - Escaped | Equipment Breakdown - Insulator | Contamination | Pole Top Equipment | Insulator | Unassisted | Other
Cross-arm | Asset Breakdown - Escaped | Equipment Breakdown - Insulator | Fatigue | Pole Top Equipment | Insulator | Unassisted | Other
Cross-arm | Asset Breakdown - Escaped | Equipment Breakdown - Insulator | Other Specify | Pole Top Equipment | Insulator | Unassisted | Other
Cross-arm | Asset Breakdown - Escaped | Equipment Breakdown - Insulator | Storm damage (inc. lightning, severe weather events) | Pole Top Equipment | Insulator | Assisted | Extreme Weather
Cross-arm | Asset Breakdown - Escaped | Equipment Breakdown - Other | Fatigue | Pole Top Equipment | Crossarm | Unassisted | Other
Cross-arm | Asset Breakdown - Escaped | Equipment Breakdown - Other | Other Specify | Pole Top Equipment | Crossarm | Unassisted | Other
Cross-arm | Asset Breakdown - Escaped | Equipment Breakdown - Tie Wire | Storm damage (inc. lightning, severe weather events) | Pole Top Equipment | Crossarm | Assisted | Extreme Weather
Cross-arm | Asset Breakdown - Escaped | Pole Fire - Crossarm related | Other Specify | Pole Top Equipment | Crossarm | Unassisted | Other
Cross-arm | Asset Breakdown - Escaped | Pole Fire - Lightning strike | Storm damage (inc. lightning, severe weather events) | Related Asset Class |  | Assisted | Extreme Weather
Cross-arm | Bird/Animal | Bird/Animal | Contamination | Pole Top Equipment | Crossarm | Assisted | Other
Cross-arm | Bird/Animal | Bird/Animal | Design | Pole Top Equipment | Crossarm | Assisted | Other
Cross-arm | Bird/Animal | Bird/Animal | Design, Insulator type | Pole Top Equipment | Crossarm | Assisted | Other
Cross-arm | Bird/Animal | Bird/Animal | Other - please specify | Pole Top Equipment | Crossarm | Assisted | Other
Cross-arm | Bird/Animal | Bird/Animal | Other Specify | Pole Top Equipment | Crossarm | Assisted | Other
Cross-arm | Contact with Vegetation | Contact with Vegetation | Vegetation - Contact by tree/branch Outside Clearances | Related Asset Class |  | Unassisted | Other
Cross-arm | External - Non-Network Ignition | Other - please specify | Bushfire or External Fire Damage | Related Asset Class |  | Assisted | Fire
Cross-arm | External - Non-Network Ignition | Other - please specify | Storm damage (inc. lightning, severe weather events) | Related Asset Class |  | Assisted | Extreme Weather
Cross-arm | Human Activity - Ignition by Assets | Human Activity - Vehicle impact, vandalism, etc | Agricultural activity - Machinery and Burn-off | Related Asset Class |  | Assisted | Fire
Cross-arm | Human Activity - Ignition by Assets | Human Activity - Vehicle impact, vandalism, etc | Agricultural activity - Machinery and Burn-off, Other - please specify | Related Asset Class |  | Assisted | Fire
Cross-arm | Human Activity - Ignition by Assets | Human Activity - Vehicle impact, vandalism, etc | Burning off/3rd party | Related Asset Class |  | Assisted | Fire
Cross-arm | Human Activity - Ignition by Assets | Human Activity - Vehicle impact, vandalism, etc | Conductor break - other specify | Related Asset Class |  | Assisted | Other
Cubicle | Asset Breakdown - Contained | Conductor - Connections | Corrosion
Cubicle | Asset Breakdown - Contained | Conductor - Connections | Fitting
Cubicle | Asset Breakdown - Contained | Conductor - Connections | Loose fittings
Cubicle | Asset Breakdown - Contained | Conductor - Connections | Manufacture quality, Fitting
Cubicle | Asset Breakdown - Contained | Conductor - Connections | Other Specify
Cubicle | Asset Breakdown - Contained | Equipment Breakdown - Other | Corrosion
Cubicle | Asset Breakdown - Contained | Equipment Breakdown - Other | Fatigue
Cubicle | Asset Breakdown - Contained | Equipment Breakdown - Other | Fatigue, Construction quality, Contamination
Cubicle | Asset Breakdown - Contained | Equipment Breakdown - Other | Fatigue, Loose fittings
Cubicle | Asset Breakdown - Contained | Equipment Breakdown - Other | Loose fittings
Cubicle | Asset Breakdown - Contained | Equipment Breakdown - Other | Manufacture quality, Design, Contamination
Cubicle | Asset Breakdown - Contained | Equipment Breakdown - Other | Other - please specify
Cubicle | Asset Breakdown - Contained | Equipment Breakdown - Other | Other Specify
Cubicle | Asset Breakdown - Contained | Equipment Breakdown - UG Equipment / Pit / Pillar | Asset - Connection
Cubicle | Asset Breakdown - Contained | Equipment Breakdown - UG Equipment / Pit / Pillar | Asset - Other
Cubicle | Asset Breakdown - Contained | Equipment Breakdown - UG Equipment / Pit / Pillar | Standards - Insulation Quality
Cubicle | Asset Breakdown - Contained | Equipment Breakdown - Unknown | Other - please specify
Cubicle | Asset Breakdown - Contained | Fuse - Connections | Other - please specify
Cubicle | Asset Breakdown - Escaped | Conductor - Break | Conductor break - fatigue, corrosion, quality
Cubicle | Asset Breakdown - Escaped | Conductor - Break | UV deterioration
Cubicle | Asset Breakdown - Escaped | Conductor - Connections | Fatigue
Cubicle | Asset Breakdown - Escaped | Conductor - Connections | Fatigue, Corrosion, Loose fittings
Cubicle | Asset Breakdown - Escaped | Conductor - Connections | Loose fittings
Cubicle | Asset Breakdown - Escaped | Conductor - Connections | Other Specify
Cubicle | Asset Breakdown - Escaped | Conductor - Line dislodged, contact to ground | Vegetation - Contact by tree/branch Outside Clearances
Cubicle | Asset Breakdown - Escaped | Equipment Breakdown - Other | Design, Construction quality, Other - please specify
Cubicle | Asset Breakdown - Escaped | Equipment Breakdown - Other | Fatigue
Cubicle | Asset Breakdown - Escaped | Equipment Breakdown - Other | Loose fittings
Cubicle | Asset Breakdown - Escaped | Equipment Breakdown - Other | Manufacture quality, Loose fittings
Cubicle | Asset Breakdown - Escaped | Equipment Breakdown - Other | Other - please specify
Cubicle | Asset Breakdown - Escaped | Equipment Breakdown - Other | Other Specify
Cubicle | Asset Breakdown - Escaped | Equipment Breakdown - UG Equipment / Pit / Pillar | Asset - Connection
Cubicle | Asset Breakdown - Escaped | Equipment Breakdown - UG Equipment / Pit / Pillar | Standards - Insulation Quality
Cubicle | Asset Breakdown - Escaped | Equipment Breakdown - UG Equipment / Pit / Pillar | Standards - Manufacturers
Cubicle | Asset Breakdown - Escaped | Equipment Breakdown - Unknown | Tracking
Cubicle | Bird/Animal | Bird/ Animal - Other | Environmental - Termites
Cubicle | Contact with Vegetation | Contact with Vegetation | Vegetation - Contact by tree/branch Inside Clearances
Cubicle | External - Non-Network Ignition | Bushfire | Other
Cubicle | External - Non-Network Ignition | Human Activity - Vehicle impact, vandalism, etc | Human - Vandalism / Arson
Cubicle | External - Non-Network Ignition | Other - please specify | <Undefined>
Cubicle | External - Non-Network Ignition | Other - please specify | Burning off/3rd party
Cubicle | External - Non-Network Ignition | Other - please specify | Burning off/3rd party, Vandalism
Cubicle | External - Non-Network Ignition | Other - please specify | Bushfire or External Fire Damage
Cubicle | External - Non-Network Ignition | Other - please specify | Design, Vandalism
Cubicle | External - Non-Network Ignition | Other - please specify | House fire
Cubicle | External - Non-Network Ignition | Other - please specify | Human - Vandalism / Arson
Cubicle | External - Non-Network Ignition | Other - please specify | Other - please specify
Cubicle | External - Non-Network Ignition | Other - please specify | Other Specify
Cubicle | External - Non-Network Ignition | Other - please specify | Vandalism
Cubicle | External - Non-Network Ignition | Other - please specify | Vandalism, Bushfire or External Fire Damage
Cubicle | Human Activity - Ignition by Assets | Human Activity - Vehicle impact, vandalism, etc | Human - Vehicle Non-Ag
Cubicle | Human Activity - Ignition by Assets | Human Activity - Vehicle impact, vandalism, etc | Motor vehicle
Cubicle | Human Activity - Ignition by Assets | Vehicle (Public) impact | Human - Vehicle Non-Ag
CVT | Asset Breakdown - Escaped | Equipment Breakdown - Other | Fatigue
DC breaker | External - Non-Network Ignition | Other - please specify | Other Specify
Dead End | Asset Breakdown - Escaped | Equipment Breakdown - Stay | Environmental - Severe weather - Lightning
Direct Link converter station | External - Non-Network Ignition | Other - please specify | <Undefined>
Disc Insulator | Asset Breakdown - Escaped | Equipment Breakdown - Brackets, Bolts, Steelwork | Fatigue, Corrosion, Hinge joint
Earth Conductor | Asset Breakdown - Contained | Equipment Breakdown - Earthing | Fatigue, Design, Corrosion
EDO | Asset Breakdown - Contained | Equipment Breakdown - Insulator | Environmental - Contamination / Tracking
EDO | Asset Breakdown - Contained | Equipment Breakdown - Insulator | Insulator type, Contamination, Tracking, Weathering
EDO | Asset Breakdown - Contained | Equipment Breakdown - Insulator | Tracking
EDO | Asset Breakdown - Contained | Fuse - Assembly break | Fatigue
EDO | Asset Breakdown - Contained | Fuse - Assembly break | Storm damage (inc. lightning, severe weather events)
EDO | Asset Breakdown - Contained | Fuse - Connections | Other Specify
EDO | Asset Breakdown - Contained | Fuse - Element blown | Other Specify
EDO | Asset Breakdown - Contained | Fuse - Other | Environmental - Contamination / Tracking
EDO | Asset Breakdown - Contained | Fuse - Other | Loose fittings
EDO | Asset Breakdown - Contained | Fuse - Other | Other Specify
EDO | Asset Breakdown - Contained | Fuse - Tube fail or hang up | Contamination
EDO | Asset Breakdown - Contained | Fuse - Tube fail or hang up | Contamination - wasp nest/other
EDO | Asset Breakdown - Contained | Fuse - Tube fail or hang up | Fitting
EDO | Asset Breakdown - Contained | Pole Fire - Insulator related, leakage or breakdown | Other Specify
EDO | Asset Breakdown - Contained | Pole Fire - Insulator related, leakage or breakdown | Storm damage (inc. lightning, severe weather events)
EDO | Asset Breakdown - Escaped | Equipment Breakdown - Insulator | Tracking
EDO | Asset Breakdown - Escaped | Equipment Breakdown - Other | Contamination - wasp nest/other
EDO | Asset Breakdown - Escaped | Equipment Breakdown - Other | Other Specify
EDO | Asset Breakdown - Escaped | Fuse - Assembly break | Asset - Connection
EDO | Asset Breakdown - Escaped | Fuse - Assembly break | Fatigue
EDO | Asset Breakdown - Escaped | Fuse - Assembly break | Fatigue, Design, Tracking
EDO | Asset Breakdown - Escaped | Fuse - Assembly break | Other Specify
EDO | Asset Breakdown - Escaped | Fuse - Assembly break | Storm damage (inc. lightning, severe weather events)
EDO | Asset Breakdown - Escaped | Fuse - Connections | Fatigue
EDO | Asset Breakdown - Escaped | Fuse - Connections | Human - Vehicle Non-Ag
EDO | Asset Breakdown - Escaped | Fuse - Element blown | <Undefined>
EDO | Asset Breakdown - Escaped | Fuse - Element blown | Burning off/3rd party
EDO | Asset Breakdown - Escaped | Fuse - Element blown | Conductor break - other specify
EDO | Asset Breakdown - Escaped | Fuse - Element blown | Contamination - wasp nest/other
EDO | Asset Breakdown - Escaped | Fuse - Element blown | Contamination, Contamination - wasp nest/other
EDO | Asset Breakdown - Escaped | Fuse - Element blown | Design
EDO | Asset Breakdown - Escaped | Fuse - Element blown | Design, Other - please specify
EDO | Asset Breakdown - Escaped | Fuse - Element blown | Downstream Fault - Known
EDO | Asset Breakdown - Escaped | Fuse - Element blown | Downstream Fault - Unknown
EDO | Asset Breakdown - Escaped | Fuse - Element blown | Environmental - Contamination / Tracking
EDO | Asset Breakdown - Escaped | Fuse - Element blown | Fatigue
EDO | Asset Breakdown - Escaped | Fuse - Element blown | Fitting
EDO | Asset Breakdown - Escaped | Fuse - Element blown | Manufacture quality, Contamination - wasp nest/other
EDO | Asset Breakdown - Escaped | Fuse - Element blown | Other - please specify
EDO | Asset Breakdown - Escaped | Fuse - Element blown | Other - please specify, Storm damage (inc. lightning, severe weather events)
EDO | Asset Breakdown - Escaped | Fuse - Element blown | Other Specify
EDO | Asset Breakdown - Escaped | Fuse - Element blown | Pole failure - storm
EDO | Asset Breakdown - Escaped | Fuse - Element blown | Standards - Design
EDO | Asset Breakdown - Escaped | Fuse - Element blown | Standards - Manufacturers
EDO | Asset Breakdown - Escaped | Fuse - Element blown | Storm damage (inc. lightning, severe weather events)
EDO | Asset Breakdown - Escaped | Fuse - Element blown | Vegetation Blow in
EDO | Asset Breakdown - Escaped | Fuse - Element blown | Vegetation Fall in - Side
EDO | Asset Breakdown - Escaped | Fuse - Other | Fatigue
EDO | Asset Breakdown - Escaped | Fuse - Other | Other - please specify
EDO | Asset Breakdown - Escaped | Fuse - Other | Other - please specify, Weathering
EDO | Asset Breakdown - Escaped | Fuse - Other | Other Specify
EDO | Asset Breakdown - Escaped | Fuse - Tube fail or hang up | Contamination - wasp nest/other
EDO | Asset Breakdown - Escaped | Fuse - Tube fail or hang up | Downstream Fault - Known
EDO | Asset Breakdown - Escaped | Fuse - Tube fail or hang up | Downstream Fault - Unknown
EDO | Asset Breakdown - Escaped | Fuse - Tube fail or hang up | Fatigue, Contamination, Tracking
EDO | Asset Breakdown - Escaped | Fuse - Tube fail or hang up | Fitting
EDO | Asset Breakdown - Escaped | Fuse - Tube fail or hang up | Fitting, Arcing Horns
EDO | Asset Breakdown - Escaped | Fuse - Tube fail or hang up | Other - please specify
EDO | Asset Breakdown - Escaped | Fuse - Tube fail or hang up | Other - please specify, Weathering
EDO | Asset Breakdown - Escaped | Fuse - Tube fail or hang up | Other Specify
EDO | Asset Breakdown - Escaped | Fuse - Tube fail or hang up | Standards - Design
EDO | Asset Breakdown - Escaped | Fuse - Tube fail or hang up | Storm damage (inc. lightning, severe weather events)
EDO | Asset Breakdown - Escaped | Pole Fire - Lightning strike | Storm damage (inc. lightning, severe weather events)
EDO | Bird/Animal | Bird/Animal | Fatigue
EDO | Bird/Animal | Bird/Animal | Other - please specify
EDO | Bird/Animal | Bird/Animal | Other Specify
EDO | External - Non-Network Ignition | House/Building/Structure Fire | Other
EDO | External - Non-Network Ignition | Other - please specify | Manufacture quality, Storm damage (inc. lightning, severe weather events)
EDO | External - Non-Network Ignition | Other - please specify | Storm damage (inc. lightning, severe weather events)
EDO | Human Activity - Ignition by Assets | Human Activity - Vehicle impact, vandalism, etc | Other Specify
EDO | Asset Breakdown - Contained | Fuse - Other | Corrosion, Tracking
EE Time clock | Asset Breakdown - Contained | Equipment Breakdown - Other | Other Specify
EWP remote | External - Non-Network Ignition | Other - please specify | <Undefined>
faulty solar isolator | External - Non-Network Ignition | House/Building/Structure Fire | <Undefined>
FIR | External - Non-Network Ignition | House/Building/Structure Fire | <Undefined>
FIR | External - Non-Network Ignition | House/Building/Structure Fire | Human - Vandalism / Arson
Frequency Injection plant failed | Asset Breakdown - Escaped | Equipment Breakdown - Other | Storm damage (inc. lightning, severe weather events)
Fuse | Asset Breakdown - Contained | Fuse - Other | Fatigue, Insulator type, Environmental - Contamination / Tracking
Fuse | Asset Breakdown - Escaped | Fuse - Assembly break | Asset - Broken
Fuse | Asset Breakdown - Escaped | Fuse - Element blown | Environmental - Bird/Animal Damage
Fuse | Asset Breakdown - Escaped | Fuse - Tube fail or hang up | Standards - Design
Gas Switch | Asset Breakdown - Contained | Equipment Breakdown - Gas Switch | Downstream Fault - Unknown
Gas Switch | Asset Breakdown - Contained | Fuse - Tube fail or hang up | Other Specify
Gas Switch | Asset Breakdown - Escaped | Conductor - Contact with foreign object | Other Specify
Gas Switch | Asset Breakdown - Escaped | Equipment Breakdown - Other | Fitting
Gas Switch | Asset Breakdown - Escaped | Equipment Breakdown - Other | Other - please specify
Gas Switch | Asset Breakdown - Escaped | Equipment Breakdown - Surge Arresters | Storm damage (inc. lightning, severe weather events)
Gas Switch | Asset Breakdown - Escaped | Fuse - Other | Other Specify
Gas Switch | Asset Breakdown - Escaped | Pole Fire - Lightning strike | Storm damage (inc. lightning, severe weather events)
Gas Switch | Bird/Animal | Bird - Equip Flashover | Environmental - Bird/Animal Damage
Gas Switch | Bird/Animal | Bird - Equip Flashover | Standards - Design
Gas Switch | Bird/Animal | Bird - Equip Flashover | Standards - Manufacturers
Gas Switch | Bird/Animal | Bird/Animal | <Undefined>
Gas Switch | Bird/Animal | Bird/Animal | Contamination
Gas Switch | Bird/Animal | Bird/Animal | Contamination - wasp nest/other, Tracking
Gas Switch | Bird/Animal | Bird/Animal | Design
Gas Switch | Bird/Animal | Bird/Animal | Design, Construction quality, Weathering
Gas Switch | Bird/Animal | Bird/Animal | Design, Contamination
Gas Switch | Bird/Animal | Bird/Animal | Design, Contamination - wasp nest/other
Gas Switch | Bird/Animal | Bird/Animal | Design, Insulator type
Gas Switch | Bird/Animal | Bird/Animal | Design, Other - please specify
Gas Switch | Bird/Animal | Bird/Animal | Environmental - Contamination / Tracking
Gas Switch | Bird/Animal | Bird/Animal | Fitting
Gas Switch | Bird/Animal | Bird/Animal | Other - please specify
Gas Switch | Bird/Animal | Bird/Animal | Other Specify
Gas Switch | Bird/Animal | Bird/Animal | Standards - Design
Gas Switch | Bird/Animal | Bird/Animal | Standards - Low Ground Clearance
Gas Switch | Bird/Animal | Possum | Standards - Manufacturers
Gas Switch | Contact with Vegetation | Contact with Vegetation | Vegetation - Contact by tree/branch Outside Clearances
Gas Switch | External - Non-Network Ignition | Other - please specify | Environmental - Severe weather - Lightning
Generator | External - Non-Network Ignition | Other - please specify | <Undefined>
Gopher 6/1/0.093 ACSR/GZ | Bird/Animal | Bird/Animal | Conductor break - other specify
Hardware | Asset Breakdown - Contained | Equipment Breakdown - Other | Asset - Corrosion
Hot water relay | Human Activity - Ignition by Assets | Human Activity - Vehicle impact, vandalism, etc | Other Specify
Hot water time clock | Asset Breakdown - Contained | Equipment Breakdown - Other | Other Specify
House Fire | External - Non-Network Ignition |  | Vegetation Fall in - Overhang
House Fire | External - Non-Network Ignition | Conductor - Connections | <Undefined>
House Fire | External - Non-Network Ignition | House/Building/Structure Fire | <Undefined>
House Fire | External - Non-Network Ignition | House/Building/Structure Fire | Other - please specify
House Fire | External - Non-Network Ignition | House/Building/Structure Fire | Other Specify
House Fire | External - Non-Network Ignition | Human Activity - Vehicle impact, vandalism, etc | <Undefined>
House Fire | External - Non-Network Ignition | Other - please specify | 0
House Fire | External - Non-Network Ignition | Other - please specify
House Fire | External - Non-Network Ignition | Other - please specify | <Undefined>
House Fire | External - Non-Network Ignition | Other - please specify | Agricultural activity - Machinery and Burn-off
House Fire | External - Non-Network Ignition | Other - please specify | Factory fire - disconnected for safety
House Fire | External - Non-Network Ignition | Other - please specify | House fire
House Fire | External - Non-Network Ignition | Other - please specify | Meter fire
House Fire | External - Non-Network Ignition | Other - please specify | Tracking
House Fire | Human Activity - Ignition by Assets | Human Activity - Vehicle impact, vandalism, etc | House fire
House Fire | Human Activity - Ignition by Assets | Human Activity - Vehicle impact, vandalism, etc | Human - Vehicle Non-Ag
HV Link | Asset Breakdown - Contained | Equipment Breakdown - Other | Human - Work Practice
HV Link | Asset Breakdown - Contained | Equipment Breakdown - Other | Other Specify
HV Link | Asset Breakdown - Escaped | Conductor - Connections | Asset - Connection
HV Link | Asset Breakdown - Escaped | Equipment Breakdown - Brackets, Bolts, Steelwork | Construction quality, Loose fittings
HV Link | Asset Breakdown - Escaped | Equipment Breakdown - HV Link | Human - Work Practice
HV Link | Asset Breakdown - Escaped | Equipment Breakdown - Insulator | Corrosion, Contamination, Tracking
HV Link | Asset Breakdown - Escaped | Equipment Breakdown - Insulator | Other Specify
HV Link | Asset Breakdown - Escaped | Equipment Breakdown - Insulator | Storm damage (inc. lightning, severe weather events)
HV Link | Asset Breakdown - Escaped | Equipment Breakdown - Other | Fatigue
HV Link | Asset Breakdown - Escaped | Equipment Breakdown - Other | Fatigue, Manufacture quality, Weathering
HV Link | Asset Breakdown - Escaped | Equipment Breakdown - Other | Fitting
HV Link | Asset Breakdown - Escaped | Equipment Breakdown - Other | Loose fittings
HV Link | Asset Breakdown - Escaped | Equipment Breakdown - Other | Other - please specify
HV Link | Asset Breakdown - Escaped | Equipment Breakdown - Other | Other Specify
HV Link | Asset Breakdown - Escaped | Equipment Breakdown - Other | Vegetation - Contact by tree/branch Outside Clearances
HV Link | Asset Breakdown - Escaped | Fuse - Assembly break | Corrosion
HV Link | Asset Breakdown - Escaped | Fuse - Connections | Asset - Connection
HV Link | Asset Breakdown - Escaped | Fuse - Other | Other Specify
HV Link | Bird/Animal | Bird/Animal | Other Specify
HV Link | External - Non-Network Ignition | Equipment Breakdown - Other | Fatigue
HV termination | Asset Breakdown - Contained | Equipment Breakdown - Other | Construction quality, Tracking
HV termination | Bird/Animal | Bird/Animal | Contamination
HV U/G Cable | Asset Breakdown - Contained | Equipment Breakdown - Other | Other Specify
HV UG cable and HV protection panel | Asset Breakdown - Escaped | Conductor - Connections | Design, Construction quality
Installing Gas Switch | External - Non-Network Ignition | Human Activity - Vehicle impact, vandalism, etc | <Undefined>
Insualtor | Asset Breakdown - Contained | Equipment Breakdown - Insulator | Environmental - Contamination / Tracking | Pole Top Equipment | Insulator | Unassisted | Contamination
Insualtor | Asset Breakdown - Contained | Equipment Breakdown - Insulator | Insulator type, Tracking | Pole Top Equipment | Insulator | Unassisted | Other
Insualtor | Asset Breakdown - Contained | Equipment Breakdown - Insulator | Tracking | Pole Top Equipment | Insulator | Unassisted | Other
Insualtor | Asset Breakdown - Contained | Pole Fire - Insulator related, leakage or breakdown | Tracking | Pole Top Equipment | Insulator | Unassisted | Other
Insualtor | Asset Breakdown - Escaped | Equipment Breakdown - Insulator | Environmental - Contamination / Tracking | Pole Top Equipment | Insulator | Unassisted | Contamination
Insualtor | External - Non-Network Ignition | Other - please specify | Environmental - Severe weather - Lightning | Related Asset Class |  | Assisted | Extreme Weather
Insulator | Asset Breakdown - Contained | Conductor - Line dislodged, contact with above ground components | Loose fittings | Pole Top Equipment | Fittings | Unassisted | Unknown
Insulator | Asset Breakdown - Contained | Equipment Breakdown - Brackets, Bolts, Steelwork | Loose fittings | Pole Top Equipment | Fittings | Unassisted | Unknown
Insulator | Asset Breakdown - Contained | Equipment Breakdown - Brackets, Bolts, Steelwork | Other Specify | Pole Top Equipment | Fittings | Unassisted | Other
Insulator | Asset Breakdown - Contained | Equipment Breakdown - Insulator | Asset - Broken | Pole Top Equipment | Insulator | Unassisted | Unknown
Insulator | Asset Breakdown - Contained | Equipment Breakdown - Insulator | Asset - Other | Pole Top Equipment | Insulator | Unassisted | Unknown
Insulator | Asset Breakdown - Contained | Equipment Breakdown - Insulator | Construction quality, Loose fittings | Pole Top Equipment | Insulator | Unassisted | Unknown
Insulator | Asset Breakdown - Contained | Equipment Breakdown - Insulator | Contamination, Tracking | Pole Top Equipment | Insulator | Unassisted | Contamination
Insulator | Asset Breakdown - Contained | Equipment Breakdown - Insulator | Corrosion | Pole Top Equipment | Insulator | Unassisted | Corrosion
Insulator | Asset Breakdown - Contained | Equipment Breakdown - Insulator | Design, Tracking | Pole Top Equipment | Insulator | Unassisted | Other
Insulator | Asset Breakdown - Contained | Equipment Breakdown - Insulator | Environmental - Contamination / Tracking | Pole Top Equipment | Insulator | Unassisted | Contamination
Insulator | Asset Breakdown - Contained | Equipment Breakdown - Insulator | Fatigue | Pole Top Equipment | Insulator | Unassisted | Other
Insulator | Asset Breakdown - Contained | Equipment Breakdown - Insulator | Fatigue, Tracking | Pole Top Equipment | Insulator | Unassisted | Other
Insulator | Asset Breakdown - Contained | Equipment Breakdown - Insulator | Fitting | Pole Top Equipment | Insulator | Unassisted | Unknown
Insulator | Asset Breakdown - Contained | Equipment Breakdown - Insulator | Human - Work Practice | Pole Top Equipment | Insulator | Unassisted | Unknown
Insulator | Asset Breakdown - Contained | Equipment Breakdown - Insulator | Insulator type | Pole Top Equipment | Insulator | Unassisted | Other
Insulator | Asset Breakdown - Contained | Equipment Breakdown - Insulator | Loose fittings | Pole Top Equipment | Insulator | Unassisted | Unknown
Insulator | Asset Breakdown - Contained | Equipment Breakdown - Insulator | Other Specify | Pole Top Equipment | Insulator | Unassisted | Other
Insulator | Asset Breakdown - Contained | Equipment Breakdown - Insulator | Storm damage (inc. lightning, severe weather events) | Pole Top Equipment | Insulator | Assisted | Extreme Weather
Insulator | Asset Breakdown - Contained | Equipment Breakdown - Insulator | Storm damage (inc. lightning, severe weather events), Tracking | Pole Top Equipment | Insulator | Assisted | Extreme Weather
Insulator | Asset Breakdown - Contained | Equipment Breakdown - Insulator | Tracking | Pole Top Equipment | Insulator | Unassisted | Other
Insulator | Asset Breakdown - Contained | Equipment Breakdown - Tie Wire | Asset - Broken | Pole Top Equipment | Conductor Tie | Unassisted | Other
Insulator | Asset Breakdown - Contained | Pole Fire - Insulator related, leakage or breakdown | Contamination | Pole Top Equipment | Insulator | Unassisted | Contamination
Insulator | Asset Breakdown - Contained | Pole Fire - Insulator related, leakage or breakdown | Contamination, Tracking | Pole Top Equipment | Insulator | Unassisted | Contamination
Insulator | Asset Breakdown - Contained | Pole Fire - Insulator related, leakage or breakdown | Environmental - Contamination / Tracking | Pole Top Equipment | Insulator | Unassisted | Contamination
Insulator | Asset Breakdown - Contained | Pole Fire - Insulator related, leakage or breakdown | Fatigue | Pole Top Equipment | Insulator | Unassisted | Other
Insulator | Asset Breakdown - Contained | Pole Fire - Insulator related, leakage or breakdown | Other Specify | Pole Top Equipment | Insulator | Unassisted | Other
Insulator | Asset Breakdown - Contained | Pole Fire - Insulator related, leakage or breakdown | Tracking | Pole Top Equipment | Insulator | Unassisted | Other
Insulator | Asset Breakdown - Contained | Pole Fire - Lightning strike | Storm damage (inc. lightning, severe weather events) | Related Asset Class |  | Assisted | Extreme Weather
Insulator | Asset Breakdown - Escaped | Conductor - Clashing line to line | Asset - Broken | Related Asset Class |  | Unassisted | Other
Insulator | Asset Breakdown - Escaped | Conductor - Line dislodged, contact to ground | Storm damage (inc. lightning, severe weather events) | Related Asset Class |  | Assisted | Extreme Weather
Insulator | Asset Breakdown - Escaped | Equipment Breakdown - Brackets, Bolts, Steelwork | Loose fittings | Pole Top Equipment | Fittings | Unassisted | Unknown
Insulator | Asset Breakdown - Escaped | Equipment Breakdown - Insulator | Asset - Broken | Pole Top Equipment | Insulator | Unassisted | Unknown
Insulator | Asset Breakdown - Escaped | Equipment Breakdown - Insulator | Contamination, Tracking | Pole Top Equipment | Insulator | Unassisted | Contamination
Insulator | Asset Breakdown - Escaped | Equipment Breakdown - Insulator | Corrosion | Pole Top Equipment | Insulator | Unassisted | Corrosion
Insulator | Asset Breakdown - Escaped | Equipment Breakdown - Insulator | Environmental - Contamination / Tracking | Pole Top Equipment | Insulator | Unassisted | Contamination
Insulator | Asset Breakdown - Escaped | Equipment Breakdown - Insulator | Environmental - Severe weather - Lightning | Pole Top Equipment | Insulator | Unassisted | Extreme Weather
Insulator | Asset Breakdown - Escaped | Equipment Breakdown - Insulator | Fatigue | Pole Top Equipment | Insulator | Unassisted | Other
Insulator | Asset Breakdown - Escaped | Equipment Breakdown - Insulator | Fatigue, Contamination | Pole Top Equipment | Insulator | Unassisted | Contamination
Insulator | Asset Breakdown - Escaped | Equipment Breakdown - Insulator | Fatigue, Corrosion | Pole Top Equipment | Insulator | Unassisted | Corosion
Insulator | Asset Breakdown - Escaped | Equipment Breakdown - Insulator | Fatigue, Storm damage (inc. lightning, severe weather events) | Pole Top Equipment | Insulator | Assisted | Extreme Weather
Insulator | Asset Breakdown - Escaped | Equipment Breakdown - Insulator | Fitting | Pole Top Equipment | Insulator | Unassisted | Unknown
Insulator | Asset Breakdown - Escaped | Equipment Breakdown - Insulator | Insulator type | Pole Top Equipment | Insulator | Unassisted | Unknown
Insulator | Asset Breakdown - Escaped | Equipment Breakdown - Insulator | Other Specify | Pole Top Equipment | Insulator | Unassisted | Other
Insulator | Asset Breakdown - Escaped | Equipment Breakdown - Insulator | Storm damage (inc. lightning, severe weather events) | Pole Top Equipment | Insulator | Assisted | Extreme Weather
Insulator | Asset Breakdown - Escaped | Equipment Breakdown - Insulator | Tracking | Pole Top Equipment | Insulator | Unassisted | Other
Insulator | Asset Breakdown - Escaped | Pole Fire - Crossarm related | Contamination, Tracking | Pole Top Equipment | Crossarm | Unassisted | Contamination
Insulator | Asset Breakdown - Escaped | Pole Fire - Insulator related, leakage or breakdown | Environmental - Contamination / Tracking | Pole Top Equipment | Insulator | Unassisted | Contamination
Insulator | Asset Breakdown - Escaped | Pole Fire - Insulator related, leakage or breakdown | Fatigue | Pole Top Equipment | Insulator | Unassisted | Other
Insulator | Asset Breakdown - Escaped | Pole Fire - Insulator related, leakage or breakdown | Pole failure - other, Tracking | Pole Top Equipment | Insulator | Unassisted | Other
Insulator | Asset Breakdown - Escaped | Pole Fire - Insulator related, leakage or breakdown | Tracking | Pole Top Equipment | Insulator | Unassisted | Other
Insulator | Bird/Animal | Bird - Equip Flashover | Asset - Broken | Pole Top Equipment | Insulator | Assisted | Other
Insulator | Bird/Animal | Bird/Animal | Design | Pole Top Equipment | Insulator | Assisted | Other
Insulator | External - Non-Network Ignition | Equipment Breakdown - Other | Other Specify | Related Asset Class |  | Assisted | Other
Insulator | External - Non-Network Ignition | Other - please specify | Contamination, Tracking | Related Asset Class |  | Assisted | Contamination
Insulator | External - Non-Network Ignition | Other - please specify | Storm damage (inc. lightning, severe weather events) | Related Asset Class |  | Assisted | Extreme Weather
Insulator | Asset Breakdown - Contained | Equipment Breakdown - Insulator | Environmental - Contamination / Tracking | Pole Top Equipment | Insulator | Unassisted | Contamination
Insulator tie | Asset Breakdown - Contained | Equipment Breakdown - Tie Wire | Storm damage (inc. lightning, severe weather events) | Pole Top Equipment | Conductor Tie | Unassisted | Extreme Weather
Insulator tie | Asset Breakdown - Escaped | Equipment Breakdown - Insulator | Contamination, Tracking | Pole Top Equipment | Insulator | Unassisted | Other
Insulator tie | Asset Breakdown - Escaped | Equipment Breakdown - Tie Wire | Fatigue | Pole Top Equipment | Conductor Tie | Unassisted | Other
IPC Connector | Asset Breakdown - Escaped | Conductor - Connections | Asset - Corrosion
Joint | Asset Breakdown - Escaped | Conductor - Connections | Fatigue, Corrosion, Contamination
Krone LV fuse | Asset Breakdown - Escaped | Fuse - Other | Loose fittings
Krone LV Fuse Unit | Asset Breakdown - Escaped | Fuse - Connections | Loose fittings, Tracking
Krone Switch | Asset Breakdown - Escaped | Fuse - Connections | Vegetation - Falling/windborne contact, Loose fittings
Krone switch links | Asset Breakdown - Contained | Fuse - Connections | Loose fittings
Lightning Arrestor | Asset Breakdown - Contained | Equipment Breakdown - Other | Other Specify
Lightning Arrestor | Asset Breakdown - Contained | Equipment Breakdown - Surge Arresters | Fatigue
Lightning Arrestor | Asset Breakdown - Contained | Equipment Breakdown - Surge Arresters | Other Specify
Lightning Arrestor | Asset Breakdown - Contained | Equipment Breakdown - Surge Arresters | Storm damage (inc. lightning, severe weather events)
Lightning Arrestor | Asset Breakdown - Escaped | Conductor - Connections | Fatigue
Lightning Arrestor | Asset Breakdown - Escaped | Equipment Breakdown - Other | Fitting
Lightning Arrestor | Asset Breakdown - Escaped | Equipment Breakdown - Surge Arresters | Design, Storm damage (inc. lightning, severe weather events)
Lightning Arrestor | Asset Breakdown - Escaped | Equipment Breakdown - Surge Arresters | Downstream Fault - Known
Lightning Arrestor | Asset Breakdown - Escaped | Equipment Breakdown - Surge Arresters | Fatigue, Storm damage - (inc. lightning, severe weather events)
Lightning Arrestor | Asset Breakdown - Escaped | Equipment Breakdown - Surge Arresters | Fitting
Lightning Arrestor | Asset Breakdown - Escaped | Equipment Breakdown - Surge Arresters | Human - Work Practice
Lightning Arrestor | Asset Breakdown - Escaped | Equipment Breakdown - Surge Arresters | Other - please specify
Lightning Arrestor | Asset Breakdown - Escaped | Equipment Breakdown - Surge Arresters | Other Specify
Lightning Arrestor | Asset Breakdown - Escaped | Equipment Breakdown - Surge Arresters | Storm damage (inc. lightning, severe weather events)
Lightning Arrestor | Asset Breakdown - Escaped | Equipment Breakdown - Surge Arresters | Vegetation - Other specify
Lightning Arrestor | Asset Breakdown - Escaped | Fuse - Element blown | Insulator type
Lightning Arrestor | Bird/Animal | Bird/Animal | Other - please specify
Lightning Arrestor | External - Non-Network Ignition | Other - please specify | Bushfire or External Fire Damage
Link | Asset Breakdown - Escaped | Conductor - Connections | Asset - Connection
Link | Asset Breakdown - Escaped | Equipment Breakdown - HV Link | Asset - Other
Link | Asset Breakdown - Escaped | Equipment Breakdown - HV Link | Downstream Fault - Known
Link | Asset Breakdown - Escaped | Equipment Breakdown - HV Link | Downstream Fault - Unknown
Link | Asset Breakdown - Escaped | Equipment Breakdown - Other | Environmental - Contamination / Tracking
Link | Asset Breakdown - Escaped | Equipment Breakdown - Other | Fatigue, Loose fittings
Link | Asset Breakdown - Escaped | Equipment Breakdown - Other | Other - please specify
Links | Asset Breakdown - Contained | Fuse - Connections | Corrosion, Loose fittings
Links | Bird/Animal | Bird/Animal | Design, Low line clearance
Live Line Clamp | Asset Breakdown - Escaped | Conductor - Connections | Asset - Connection
Live Line Clamp | Asset Breakdown - Escaped | Conductor - Connections | Asset - Loose fittings
Live Line Clamp | Asset Breakdown - Escaped | Conductor - Connections | Standards - Design
Live Line Clamp | Asset Breakdown - Escaped | Equipment Breakdown - Other | Fatigue
Live Line Clamps | Asset Breakdown - Escaped | Conductor - Break | Asset - Loose fittings
Live Line Loop | Asset Breakdown - Escaped | Conductor - Connections | Other - please specify
Low Voltage CB | Asset Breakdown - Contained | Equipment Breakdown - Other | Other - please specify
Lug | Asset Breakdown - Contained | Conductor - Connections | Fatigue, Contamination
Lug | Asset Breakdown - Escaped | Conductor - Connections | Asset - Connection
LV bare mains | Contact with Vegetation | Contact with Vegetation | Vegetation - Contact by tree/branch Outside Clearances
LV bridge | Asset Breakdown - Contained | Equipment Breakdown - Other | Conductor break - fatigue, corrosion, quality
LV bridge | Asset Breakdown - Escaped | Conductor - Connections | Fatigue
LV bridge | Asset Breakdown - Escaped | Equipment Breakdown - Other | Fatigue
LV bridging | Asset Breakdown - Contained | Conductor - Line dislodged, contact with above ground components | UV deterioration
LV bridging | Asset Breakdown - Escaped | Conductor - Connections | Loose fittings
LV cables | Bird/Animal | Bird/Animal | Other - please specify
LV clamp | Asset Breakdown - Escaped | Conductor - Connections | Loose fittings
LV connection failed in pillar box | Asset Breakdown - Contained | Conductor - Connections | Fatigue, Loose fittings
LV Fuse | Asset Breakdown - Contained | Conductor - Connections | Loose fittings
LV Fuse | Asset Breakdown - Contained | Conductor - Connections | Other - please specify
LV Fuse | Asset Breakdown - Contained | Equipment Breakdown - Other | Loose fittings
LV Fuse | Asset Breakdown - Contained | Fuse - Connections | Corrosion
LV Fuse | Asset Breakdown - Contained | Fuse - Connections | Fatigue
LV Fuse | Asset Breakdown - Contained | Fuse - Connections | Fatigue, Corrosion
LV Fuse | Asset Breakdown - Contained | Fuse - Other | Fatigue, Corrosion
LV Fuse | Asset Breakdown - Escaped | Conductor - Connections | Conductor break - fatigue, corrosion, quality
LV Fuse | Asset Breakdown - Escaped | Conductor - Connections | Fatigue
LV Fuse | Asset Breakdown - Escaped | Conductor - Connections | Fatigue, Loose fittings
LV Fuse | Asset Breakdown - Escaped | Conductor - Connections | Loose fittings
LV Fuse | Asset Breakdown - Escaped | Equipment Breakdown - Other | Design, Loose fittings
LV Fuse | Asset Breakdown - Escaped | Equipment Breakdown - Other | Fatigue
LV Fuse | Asset Breakdown - Escaped | Equipment Breakdown - Other | Loose fittings
LV Fuse | Asset Breakdown - Escaped | Equipment Breakdown - Other | Other Specify
LV Fuse | Asset Breakdown - Escaped | Fuse - Connections | Asset - Connection
LV Fuse | Asset Breakdown - Escaped | Fuse - Connections | Fatigue
LV Fuse | Asset Breakdown - Escaped | Fuse - Connections | Fatigue, Corrosion, Loose fittings
LV Fuse | Asset Breakdown - Escaped | Fuse - Connections | Fitting
LV Fuse | Asset Breakdown - Escaped | Fuse - Connections | Loose fittings
LV Fuse | Asset Breakdown - Escaped | Fuse - Connections | Other - please specify
LV Fuse | Asset Breakdown - Escaped | Fuse - Other | Downstream Fault - Known
LV Fuse | Asset Breakdown - Escaped | Fuse - Other | Fitting
LV Fuse | Asset Breakdown - Escaped | Fuse - Other | Loose fittings
LV Fuse | Asset Breakdown - Escaped | Fuse - Other | Other Specify
LV Fuse | External - Non-Network Ignition | Other - please specify | House fire
LV Fuse | External - Non-Network Ignition | Other - please specify | Other Specify
LV Switch | Asset Breakdown - Escaped | Fuse - Connections | Fatigue, Loose fittings
LV switch gear | Asset Breakdown - Contained | Fuse - Connections | <Undefined>
LV switchgear | Asset Breakdown - Contained | Equipment Breakdown - Other | Fatigue
LV switchgear | Asset Breakdown - Contained | Fuse - Tube fail or hang up | Other Specify
Magnefix Switchgear | Asset Breakdown - Contained | Equipment Breakdown - Other | Contamination, Tracking
Mains box | External - Non-Network Ignition | Other - please specify | House fire
Mechanical issue with truck | External - Non-Network Ignition | Other - please specify | <Undefined>
Meter | External - Non-Network Ignition | House/Building/Structure Fire | Standards - Design
Meter | External - Non-Network Ignition | Other - please specify | Other - please specify
Meter board | External - Non-Network Ignition | Bushfire | Other
Meter Box | External - Non-Network Ignition | House/Building/Structure Fire | Standards - Construction
Meter Box | External - Non-Network Ignition | Other - please specify | <Undefined>
Meter Box | External - Non-Network Ignition | Other - please specify | Fatigue, Loose fittings
Meterbox | Asset Breakdown - Contained | Conductor - Connections | Loose fittings
Meterbox | Asset Breakdown - Contained | Equipment Breakdown - Other | <Undefined>
Meterbox | Asset Breakdown - Contained | Equipment Breakdown - Other | Fatigue, Other - please specify
Meterbox | Asset Breakdown - Contained | Equipment Breakdown - Other | Loose fittings
Meterbox | Asset Breakdown - Contained | Equipment Breakdown - Other | Other - please specify
Meterbox | Asset Breakdown - Contained | Equipment Breakdown - Other | Other Specify
Meterbox | Asset Breakdown - Contained | Equipment Breakdown - Other | Storm damage (inc. lightning, severe weather events)
Meterbox | Asset Breakdown - Contained | Equipment Breakdown - Other | Tracking
Meterbox | Asset Breakdown - Escaped | Conductor - Break | Loose fittings
Meterbox | Asset Breakdown - Escaped | Conductor - Connections | Storm damage (inc. lightning, severe weather events)
Meterbox | Asset Breakdown - Escaped | Equipment Breakdown - Other | <Undefined>
Meterbox | Asset Breakdown - Escaped | Equipment Breakdown - Other | Fatigue
Meterbox | Asset Breakdown - Escaped | Equipment Breakdown - Other | Other - please specify
Meterbox | Asset Breakdown - Escaped | Equipment Breakdown - Unknown | Other - please specify
Meterbox | Bird/Animal | Bird/Animal | Other - please specify
Meterbox | Bird/Animal | Bird/Animal | Other Specify
Meterbox | External - Non-Network Ignition | Conductor - Connections | <Undefined>
Meterbox | External - Non-Network Ignition | Equipment Breakdown - Other | <Undefined>
Meterbox | External - Non-Network Ignition | Equipment Breakdown - Other | Other Specify
Meterbox | External - Non-Network Ignition | Equipment Breakdown - Other | Storm damage (inc. lightning, severe weather events)
Meterbox | External - Non-Network Ignition | House/Building/Structure Fire | <Undefined>
Meterbox | External - Non-Network Ignition | House/Building/Structure Fire | Asset - Connection
Meterbox | External - Non-Network Ignition | House/Building/Structure Fire | Human - Work Practice
Meterbox | External - Non-Network Ignition | House/Building/Structure Fire | Internal Equipment Fault
Meterbox | External - Non-Network Ignition | House/Building/Structure Fire | Other Specify
Meterbox | External - Non-Network Ignition | House/Building/Structure Fire | Storm damage (inc. lightning, severe weather events)
Meterbox | External - Non-Network Ignition | Human Activity - Vehicle impact, vandalism, etc | Human - Vandalism / Arson
Meterbox | External - Non-Network Ignition | Other - please specify | 0
Meterbox | External - Non-Network Ignition | Other - please specify | <Undefined>
Meterbox | External - Non-Network Ignition | Other - please specify | House fire
Meterbox | External - Non-Network Ignition | Other - please specify | Loose fittings
Meterbox | External - Non-Network Ignition | Other - please specify | n/a
Meterbox | External - Non-Network Ignition | Other - please specify | Other Specify
Meterbox | External - Non-Network Ignition | Other - please specify | Storm damage (inc. lightning, severe weather events)
Meterbox | Human Activity - Ignition by Assets | Human Activity - Vehicle impact, vandalism, etc | Other - please specify
Meterbox | Human Activity - Ignition by Assets | Human Activity - Vehicle impact, vandalism, etc | Other Specify
Meter-box | External - Non-Network Ignition | Other - please specify | Internal Equipment Fault
Mid line splice | Asset Breakdown - Escaped | Conductor - Connections | Conductor break - fatigue, corrosion, quality
MSB | External - Non-Network Ignition | House/Building/Structure Fire | Internal Equipment Fault
N/A |  |  | <Undefined>
N/A |  |  | Other Specify
N/A |  |  | Storm damage (inc. lightning, severe weather events)
N/A |  |  | Vegetation Fall in - Side
N/A |  | Contact with Vegetation | <Undefined>
N/A |  | Contact with Vegetation | Storm damage (inc. lightning, severe weather events)
N/A | Asset Breakdown - Contained | Conductor - Break | Other Specify
N/A | Asset Breakdown - Contained | Conductor - Connections | <Undefined>
N/A | Asset Breakdown - Contained | Conductor - Line dislodged, contact with above ground components | <Undefined>
N/A | Asset Breakdown - Contained | Equipment Breakdown - Crossarm | <Undefined>
N/A | Asset Breakdown - Contained | Equipment Breakdown - Insulator | <Undefined>
N/A | Asset Breakdown - Contained | Equipment Breakdown - Insulator | Storm damage (inc. lightning, severe weather events)
N/A | Asset Breakdown - Contained | Equipment Breakdown - Other | <Undefined>
N/A | Asset Breakdown - Contained | Equipment Breakdown - Unknown | <Undefined>
N/A | Asset Breakdown - Contained | Equipment Breakdown - Unknown | Other Specify
N/A | Asset Breakdown - Contained | Fuse - Element blown | <Undefined>
N/A | Asset Breakdown - Contained | Pole Fire - Insulator related, leakage or breakdown | <Undefined>
N/A | Asset Breakdown - Contained | Pole Fire - Insulator related, leakage or breakdown | Storm damage (inc. lightning, severe weather events)
N/A | Asset Breakdown - Contained | Pole Fire - Lightning strike | Storm damage (inc. lightning, severe weather events)
N/A | Asset Breakdown - Escaped | Conductor - Break | <Undefined>
N/A | Asset Breakdown - Escaped | Conductor - Break | Storm damage (inc. lightning, severe weather events)
N/A | Asset Breakdown - Escaped | Conductor - Break | Vegetation - Growth into line
N/A | Asset Breakdown - Escaped | Conductor - Break | Vegetation Fall in - Side
N/A | Asset Breakdown - Escaped | Conductor - Clashing line to line | <Undefined>
N/A | Asset Breakdown - Escaped | Conductor - Clashing line to line | n/a
N/A | Asset Breakdown - Escaped | Conductor - Connections | <Undefined>
N/A | Asset Breakdown - Escaped | Conductor - Connections | Human - Vehicle Non-Ag
N/A | Asset Breakdown - Escaped | Conductor - Contact with foreign object | Other Specify
N/A | Asset Breakdown - Escaped | Conductor - Line dislodged, contact with above ground components | <Undefined>
N/A | Asset Breakdown - Escaped | Equipment Breakdown - Crossarm | <Undefined>
N/A | Asset Breakdown - Escaped | Equipment Breakdown - Crossarm | Storm damage (inc. lightning, severe weather events)
N/A | Asset Breakdown - Escaped | Equipment Breakdown - Insulator | <Undefined>
N/A | Asset Breakdown - Escaped | Equipment Breakdown - Other | <Undefined>
N/A | Asset Breakdown - Escaped | Equipment Breakdown - Other | Storm damage (inc. lightning, severe weather events)
N/A | Asset Breakdown - Escaped | Equipment Breakdown - Surge Arresters | <Undefined>
N/A | Asset Breakdown - Escaped | Equipment Breakdown - Surge Arresters | Storm damage (inc. lightning, severe weather events)
N/A | Asset Breakdown - Escaped | Equipment Breakdown - Tie Wire | <Undefined>
N/A | Asset Breakdown - Escaped | Equipment Breakdown - Tie Wire | Storm damage (inc. lightning, severe weather events)
N/A | Asset Breakdown - Escaped | Equipment Breakdown - Unknown | <Undefined>
N/A | Asset Breakdown - Escaped | Equipment Breakdown - Unknown | n/a
N/A | Asset Breakdown - Escaped | Equipment Breakdown - Unknown | Storm damage (inc. lightning, severe weather events)
N/A | Asset Breakdown - Escaped | Fuse - Assembly break | <Undefined>
N/A | Asset Breakdown - Escaped | Fuse - Connections | <Undefined>
N/A | Asset Breakdown - Escaped | Fuse - Element blown | <Undefined>
N/A | Asset Breakdown - Escaped | Fuse - Tube fail or hang up | <Undefined>
N/A | Asset Breakdown - Escaped | Pole Failure | <Undefined>
N/A | Asset Breakdown - Escaped | Pole Failure | Other Specify
N/A | Asset Breakdown - Escaped | Pole Fire - Groundline | <Undefined>
N/A | Asset Breakdown - Escaped | Pole Fire - Insulator related, leakage or breakdown | <Undefined>
N/A | Bird/Animal | Bird/Animal | <Undefined>
N/A | Bird/Animal | Pole fire Conductor tie Broken | <Undefined>
N/A | Contact with Vegetation | Contact with Vegetation | <Undefined>
N/A | Contact with Vegetation | Contact with Vegetation | Fatigue
N/A | Contact with Vegetation | Contact with Vegetation | Other Specify
N/A | Contact with Vegetation | Contact with Vegetation | Vegetation - Contact by tree/branch Inside Clearances
N/A | Contact with Vegetation | Contact with Vegetation | Vegetation - Contact by tree/branch Outside Clearances
N/A | Contact with Vegetation | Contact with Vegetation | Vegetation - Growth into line
N/A | Contact with Vegetation | Contact with Vegetation | Vegetation Fall in - Side
N/A | External - Non-Network Ignition | Contact with Vegetation | <Undefined>
N/A | External - Non-Network Ignition | Contact with Vegetation | Agricultural activity - Machinery and Burn-off
N/A | External - Non-Network Ignition | Contact with Vegetation | Vegetation Fall in - Side
N/A | External - Non-Network Ignition | Human Activity - Vehicle impact, vandalism, etc | Agricultural activity - Machinery and Burn-off
N/A | External - Non-Network Ignition | Other - please specify | <Undefined>
N/A | External - Non-Network Ignition | Other - please specify | Agricultural activity - Machinery and Burn-off
N/A | External - Non-Network Ignition | Other - please specify | Burning off/3rd party
N/A | External - Non-Network Ignition | Other - please specify | Bushfire or External Fire Damage
N/A | External - Non-Network Ignition | Other - please specify | Human - Vandalism / Arson
N/A | External - Non-Network Ignition | Other - please specify | n/a
N/A | External - Non-Network Ignition | Other - please specify | Other - please specify
N/A | External - Non-Network Ignition | Other - please specify | Other Specify
N/A | External - Non-Network Ignition | Other - please specify | Storm damage (inc. lightning, severe weather events)
N/A | External - Non-Network Ignition | Other - please specify | Vegetation - Contact by tree/branch Inside Clearances
N/A | External - Non-Network Ignition | Pole Fire - Lightning strike | Storm damage (inc. lightning, severe weather events)
N/A | Human Activity - Ignition by Assets | Contact with Vegetation | Other Specify
N/A | Human Activity - Ignition by Assets | Human Activity - Vehicle impact, vandalism, etc | <Undefined>
N/A | Human Activity - Ignition by Assets | Human Activity - Vehicle impact, vandalism, etc | Agricultural activity - Machinery and Burn-off
N/A | Human Activity - Ignition by Assets | Human Activity - Vehicle impact, vandalism, etc | Human - Vandalism / Arson
N/A | Human Activity - Ignition by Assets | Human Activity - Vehicle impact, vandalism, etc | Human - Vehicle Non-Ag
N/A | Human Activity - Ignition by Assets | Human Activity - Vehicle impact, vandalism, etc | Other Specify
N?A | External - Non-Network Ignition | Other - please specify | <Undefined>
Network | External - Non-Network Ignition | Other - please specify | Bushfire or External Fire Damage
Neutral earth | Asset Breakdown - Contained | Equipment Breakdown - Unknown | Other Specify
NIL | External - Non-Network Ignition | House/Building/Structure Fire | Other - please specify
NIL | External - Non-Network Ignition | Other - please specify | <Undefined>
NIL | External - Non-Network Ignition | Other - please specify | House fire
nil - damgae to private LV mains in school. | External - Non-Network Ignition | Other - please specify | <Undefined>
No Country Asset involved | External - Non-Network Ignition | Other - please specify | <Undefined>
No EE asset | External - Non-Network Ignition | Other - please specify | Bushfire or External Fire Damage
No EE asset | External - Non-Network Ignition | Other - please specify | Other Specify
no record | Asset Breakdown - Contained | Pole Fire - Insulator related, leakage or breakdown | Environmental - Contamination / Tracking
None | External - Non-Network Ignition | Other - please specify | <Undefined>
Not applicable | External - Non-Network Ignition | Other - please specify | House fire
Not network related - EE staff extinguished | External - Non-Network Ignition | Other - please specify | <Undefined>
OH Cable Termination | Bird/Animal | Bird/Animal | Fitting
OH earth | Bird/Animal | Bird/Animal | Other Specify
OH to UG HV connection | Asset Breakdown - Contained | Equipment Breakdown - Other | Other Specify
Open Wire Overhead LV Mains | Contact with Vegetation | Contact with Vegetation | Vegetation - Growth into line
outside zone sub | External - Non-Network Ignition | Other - please specify | Bushfire or External Fire Damage
P64560235 | Asset Breakdown - Escaped | Conductor - Connections | Environmental - UV degradation
Pad mount substation | Asset Breakdown - Contained | Equipment Breakdown - Other | Standards - Manufacturers
Pad mount substation | Asset Breakdown - Escaped | Equipment Breakdown - Other | Fatigue
Pad mount substation | External - Non-Network Ignition | Other - please specify | Human - Vandalism / Arson
Pad Sub | Asset Breakdown - Contained | Conductor - Connections | Fatigue, Loose fittings
Pad Sub | Asset Breakdown - Escaped | Equipment Breakdown - UG Equipment / Pit / Pillar | Standards - Manufacturers
Pad Substation | Asset Breakdown - Escaped | Equipment Breakdown - UG Equipment / Pit / Pillar | Asset - Other
Padmount Substation | Asset Breakdown - Contained | Conductor - Connections | Fatigue, Construction quality, Contamination
Padmount Substation | Asset Breakdown - Contained | Equipment Breakdown - Other | Contamination, Other - please specify
Padmount Substation | Asset Breakdown - Contained | Equipment Breakdown - Other | Other - please specify
Padmount Substation | Asset Breakdown - Contained | Equipment Breakdown - Other | Other Specify
Padmount Substation | Asset Breakdown - Contained | Equipment Breakdown - Other | Tracking
Padmount Substation | Asset Breakdown - Contained | Fuse - Other | Fatigue, Corrosion, Other - please specify
Padmount Substation | Asset Breakdown - Escaped | Equipment Breakdown - Other | Fatigue, Other - please specify
Padmount Substation | Asset Breakdown - Escaped | Equipment Breakdown - Other | Other Specify
Padmount Substation | Asset Breakdown - Escaped | Fuse - Connections | Fatigue, Design, Corrosion
Padmount Substation | Asset Breakdown - Escaped | Pole Fire - Lightning strike | Storm damage (inc. lightning, severe weather events)
Padmount Substation | External - Non-Network Ignition | Human Activity - Vehicle impact, vandalism, etc | Human - Vehicle Non-Ag
Padmount Substation | External - Non-Network Ignition | Other - please specify | Human - Vandalism / Arson
Parrallel groove clamp | Asset Breakdown - Escaped | Conductor - Connections | Loose fittings
PG | Asset Breakdown - Escaped | Conductor - Break | Asset - Connection
PG | Asset Breakdown - Escaped | Conductor - Break | Conductor break - fatigue, corrosion, quality, Loose fittings
PG | Asset Breakdown - Escaped | Conductor - Break | Fatigue
PG | Asset Breakdown - Escaped | Conductor - Break | Human - Work Practice
PG | Asset Breakdown - Escaped | Conductor - Clashing line to line | Design, Loose fittings
PG | Asset Breakdown - Escaped | Conductor - Connections | Asset - Connection
PG | Asset Breakdown - Escaped | Conductor - Connections | Conductor break - fatigue, corrosion, quality
PG | Asset Breakdown - Escaped | Conductor - Connections | Conductor break - fatigue, corrosion, quality, Conductor break - other specify, Storm damage (inc. lightning, severe weather events)
PG | Asset Breakdown - Escaped | Conductor - Connections | Corrosion
PG | Asset Breakdown - Escaped | Conductor - Connections | Corrosion, Loose fittings
PG | Asset Breakdown - Escaped | Conductor - Connections | Downstream Fault - Known
PG | Asset Breakdown - Escaped | Conductor - Connections | Downstream Fault - Unknown
PG | Asset Breakdown - Escaped | Conductor - Connections | Downstream Fault - Unknown, Asset - Loose fittings
PG | Asset Breakdown - Escaped | Conductor - Connections | Environmental - Bird/Animal Damage
PG | Asset Breakdown - Escaped | Conductor - Connections | Environmental - UV degradation
PG | Asset Breakdown - Escaped | Conductor - Connections | Fatigue
PG | Asset Breakdown - Escaped | Conductor - Connections | Fatigue, Corrosion
PG | Asset Breakdown - Escaped | Conductor - Connections | Fatigue, Fitting
PG | Asset Breakdown - Escaped | Conductor - Connections | Loose fittings
PG | Asset Breakdown - Escaped | Conductor - Connections | Loose fittings, Fitting
PG | Asset Breakdown - Escaped | Equipment Breakdown - Unknown | Other - please specify
PG | Asset Breakdown - Escaped | Other - please specify | <Undefined>
PG | Contact with Vegetation | Contact with Vegetation | Vegetation Fall in - Side
PG | External - Non-Network Ignition | Other - please specify | Environmental - Severe weather - Lightning
PG Clamp | Bird/Animal | Bird/Animal | Fitting
Pillar | Asset Breakdown - Escaped | Equipment Breakdown - UG Equipment / Pit / Pillar | <Undefined>
Pillar | Asset Breakdown - Escaped | Equipment Breakdown - UG Equipment / Pit / Pillar | Asset - Connection
Pillar | Asset Breakdown - Escaped | Equipment Breakdown - UG Equipment / Pit / Pillar | Other
POA | Asset Breakdown - Escaped | Conductor - Clashing line to line | Environmental - UV degradation
POA | Asset Breakdown - Escaped | Conductor - Connections | Fatigue, Loose fittings
Pole | Asset Breakdown - Contained | Conductor - Connections | Environmental - UV degradation
Pole | Asset Breakdown - Contained | Conductor - Connections | Fatigue
Pole | Asset Breakdown - Contained | Conductor - Connections | Tracking
Pole | Asset Breakdown - Contained | Conductor - Insulation Breakdown | Standards - Construction
Pole | Asset Breakdown - Contained | Conductor - Line dislodged, contact with above ground components | Corrosion, Other - please specify, Tracking
Pole | Asset Breakdown - Contained | Conductor - Line dislodged, contact with above ground components | Human - Work Practice
Pole | Asset Breakdown - Contained | Conductor - Line dislodged, contact with above ground components | Other Specify
Pole | Asset Breakdown - Contained | Conductor - Line dislodged, contact with above ground components | Storm damage (inc. lightning, severe weather events)
Pole | Asset Breakdown - Contained | Equipment Breakdown - Brackets, Bolts, Steelwork | Human - Work Practice
Pole | Asset Breakdown - Contained | Equipment Breakdown - Brackets, Bolts, Steelwork | Loose fittings
Pole | Asset Breakdown - Contained | Equipment Breakdown - Earthing | Other
Pole | Asset Breakdown - Contained | Equipment Breakdown - Insulator | Asset - Other
Pole | Asset Breakdown - Contained | Equipment Breakdown - Insulator | Contamination
Pole | Asset Breakdown - Contained | Equipment Breakdown - Insulator | Contamination, Tracking
Pole | Asset Breakdown - Contained | Equipment Breakdown - Insulator | Environmental - Contamination / Tracking
Pole | Asset Breakdown - Contained | Equipment Breakdown - Insulator | Fatigue
Pole | Asset Breakdown - Contained | Equipment Breakdown - Insulator | Insulator type
Pole | Asset Breakdown - Contained | Equipment Breakdown - Insulator | Insulator type, Tracking
Pole | Asset Breakdown - Contained | Equipment Breakdown - Insulator | Other Specify
Pole | Asset Breakdown - Contained | Equipment Breakdown - Insulator | Standards - Insulation Quality
Pole | Asset Breakdown - Contained | Equipment Breakdown - Insulator | Storm damage (inc. lightning, severe weather events)
Pole | Asset Breakdown - Contained | Equipment Breakdown - Insulator | Tracking
Pole | Asset Breakdown - Contained | Equipment Breakdown - Other | Construction quality
Pole | Asset Breakdown - Contained | Equipment Breakdown - Other | Earthing
Pole | Asset Breakdown - Contained | Equipment Breakdown - Other | Fitting
Pole | Asset Breakdown - Contained | Equipment Breakdown - Other | Other Specify
Pole | Asset Breakdown - Contained | Equipment Breakdown - Other | Pole failure - white ants, Fatigue
Pole | Asset Breakdown - Contained | Equipment Breakdown - Other | Standards - Construction
Pole | Asset Breakdown - Contained | Equipment Breakdown - Tie Wire | Fatigue
Pole | Asset Breakdown - Contained | Equipment Breakdown - Tie Wire | Fatigue, Tracking
Pole | Asset Breakdown - Contained | Pole Failure | Pole failure - decay
Pole | Asset Breakdown - Contained | Pole Failure | Pole failure - other, Tracking
Pole | Asset Breakdown - Contained | Pole Failure | Pole failure - white ants
Pole | Asset Breakdown - Contained | Pole Failure - Assisted | Environmental - Contamination / Tracking
Pole | Asset Breakdown - Contained | Pole Fire - Crossarm related | Fatigue, Loose fittings, Tracking
Pole | Asset Breakdown - Contained | Pole Fire - Crossarm related | Loose fittings
Pole | Asset Breakdown - Contained | Pole Fire - Crossarm related | Other Specify
Pole | Asset Breakdown - Contained | Pole Fire - Groundline | Fatigue
Pole | Asset Breakdown - Contained | Pole Fire - Groundline | Loose fittings
Pole | Asset Breakdown - Contained | Pole Fire - Groundline | Other Specify
Pole | Asset Breakdown - Contained | Pole Fire - Groundline | Pole failure - decay
Pole | Asset Breakdown - Contained | Pole Fire - Insulator related, leakage or breakdown | Contamination
Pole | Asset Breakdown - Contained | Pole Fire - Insulator related, leakage or breakdown | Contamination, Tracking
Pole | Asset Breakdown - Contained | Pole Fire - Insulator related, leakage or breakdown | Environmental - Contamination / Tracking
Pole | Asset Breakdown - Contained | Pole Fire - Insulator related, leakage or breakdown | Fatigue
Pole | Asset Breakdown - Contained | Pole Fire - Insulator related, leakage or breakdown | Fatigue, Insulator type
Pole | Asset Breakdown - Contained | Pole Fire - Insulator related, leakage or breakdown | Fatigue, Loose fittings
Pole | Asset Breakdown - Contained | Pole Fire - Insulator related, leakage or breakdown | Fitting
Pole | Asset Breakdown - Contained | Pole Fire - Insulator related, leakage or breakdown | Insulator type
Pole | Asset Breakdown - Contained | Pole Fire - Insulator related, leakage or breakdown | Insulator type, Tracking
Pole | Asset Breakdown - Contained | Pole Fire - Insulator related, leakage or breakdown | Other Specify
Pole | Asset Breakdown - Contained | Pole Fire - Insulator related, leakage or breakdown | Pole failure - other
Pole | Asset Breakdown - Contained | Pole Fire - Insulator related, leakage or breakdown | Standards - Manufacturers
Pole | Asset Breakdown - Contained | Pole Fire - Insulator related, leakage or breakdown | Storm damage (inc. lightning, severe weather events)
Pole | Asset Breakdown - Contained | Pole Fire - Insulator related, leakage or breakdown | Storm damage (inc. lightning, severe weather events), Tracking
Pole | Asset Breakdown - Contained | Pole Fire - Insulator related, leakage or breakdown | Tracking
Pole | Asset Breakdown - Contained | Pole Fire - Lightning strike | <Undefined>
Pole | Asset Breakdown - Contained | Pole Fire - Lightning strike | Pole failure - storm
Pole | Asset Breakdown - Contained | Pole Fire - Lightning strike | Storm damage (inc. lightning, severe weather events)
Pole | Asset Breakdown - Contained | Pole Fire - Unknown | Environmental - Contamination / Tracking
Pole | Asset Breakdown - Contained | Pole Fire - Unknown | Loose fittings
Pole | Asset Breakdown - Contained | Pole Fire - Unknown | Other Specify
Pole | Asset Breakdown - Contained | Pole Fire - Unknown | Storm damage (inc. lightning, severe weather events)
Pole | Asset Breakdown - Contained | Pole fire Conductor tie Broken | Fatigue
Pole | Asset Breakdown - Contained | Pole fire Conductor tie Broken | Fatigue, Corrosion
Pole | Asset Breakdown - Contained | Pole fire Conductor tie Broken | Loose fittings
Pole | Asset Breakdown - Contained | Pole fire Conductor tie Broken | Other Specify
Pole | Asset Breakdown - Contained | Pole fire Conductor tie Broken | Storm damage (inc. lightning, severe weather events)
Pole | Asset Breakdown - Escaped | Conductor - Break | Conductor break - fatigue, corrosion, quality
Pole | Asset Breakdown - Escaped | Conductor - Clashing line to line | Other - please specify
Pole | Asset Breakdown - Escaped | Conductor - Clashing line to line | Other Specify
Pole | Asset Breakdown - Escaped | Conductor - Clashing line to line | Storm damage (inc. lightning, severe weather events)
Pole | Asset Breakdown - Escaped | Conductor - Connections | Fitting
Pole | Asset Breakdown - Escaped | Conductor - Line dislodged, contact with above ground components | Human - Work Practice
Pole | Asset Breakdown - Escaped | Conductor - Line dislodged, contact with above ground components | Storm damage (inc. lightning, severe weather events)
Pole | Asset Breakdown - Escaped | Equipment Breakdown - Brackets, Bolts, Steelwork | Loose fittings
Pole | Asset Breakdown - Escaped | Equipment Breakdown - Brackets, Bolts, Steelwork | Other Specify
Pole | Asset Breakdown - Escaped | Equipment Breakdown - Crossarm | Environmental - Contamination / Tracking
Pole | Asset Breakdown - Escaped | Equipment Breakdown - Crossarm | Environmental - Rot / Fungal Decay
Pole | Asset Breakdown - Escaped | Equipment Breakdown - Crossarm | Environmental - Weathered
Pole | Asset Breakdown - Escaped | Equipment Breakdown - Crossarm | Fitting
Pole | Asset Breakdown - Escaped | Equipment Breakdown - Crossarm | Pole failure - other
Pole | Asset Breakdown - Escaped | Equipment Breakdown - Crossarm | Storm damage (inc. lightning, severe weather events)
Pole | Asset Breakdown - Escaped | Equipment Breakdown - Earthing | Earthing
Pole | Asset Breakdown - Escaped | Equipment Breakdown - Earthing | Environmental - Contamination / Tracking
Pole | Asset Breakdown - Escaped | Equipment Breakdown - Earthing | Other
Pole | Asset Breakdown - Escaped | Equipment Breakdown - Insulator | Environmental - Contamination / Tracking
Pole | Asset Breakdown - Escaped | Equipment Breakdown - Insulator | Fatigue
Pole | Asset Breakdown - Escaped | Equipment Breakdown - Insulator | Fatigue, Other Specify
Pole | Asset Breakdown - Escaped | Equipment Breakdown - Insulator | Insulator type
Pole | Asset Breakdown - Escaped | Equipment Breakdown - Insulator | Other Specify
Pole | Asset Breakdown - Escaped | Equipment Breakdown - Insulator | Pole failure - other
Pole | Asset Breakdown - Escaped | Equipment Breakdown - Insulator | Pole failure - white ants
Pole | Asset Breakdown - Escaped | Equipment Breakdown - Insulator | Storm damage (inc. lightning, severe weather events)
Pole | Asset Breakdown - Escaped | Equipment Breakdown - Insulator | Tracking
Pole | Asset Breakdown - Escaped | Equipment Breakdown - Other | Bushfire or External Fire Damage
Pole | Asset Breakdown - Escaped | Equipment Breakdown - Other | Environmental - UV degradation
Pole | Asset Breakdown - Escaped | Equipment Breakdown - Other | Fatigue
Pole | Asset Breakdown - Escaped | Equipment Breakdown - Other | Other - please specify
Pole | Asset Breakdown - Escaped | Equipment Breakdown - Other | Other Specify
Pole | Asset Breakdown - Escaped | Equipment Breakdown - Other | Pole failure - other, Fungal decay
Pole | Asset Breakdown - Escaped | Equipment Breakdown - Stay | Low line clearance
Pole | Asset Breakdown - Escaped | Equipment Breakdown - Surge Arresters | Fatigue
Pole | Asset Breakdown - Escaped | Equipment Breakdown - Surge Arresters | Human - Work Practice
Pole | Asset Breakdown - Escaped | Equipment Breakdown - Tie Wire | Conductor break - fatigue, corrosion, quality
Pole | Asset Breakdown - Escaped | Equipment Breakdown - Tie Wire | Conductor break - fatigue, corrosion, quality, Storm damage (inc. lightning, severe weather events)
Pole | Asset Breakdown - Escaped | Equipment Breakdown - Tie Wire | Fatigue
Pole | Asset Breakdown - Escaped | Equipment Breakdown - Tie Wire | Storm damage (inc. lightning, severe weather events)
Pole | Asset Breakdown - Escaped | Equipment Breakdown - Unknown | Fatigue
Pole | Asset Breakdown - Escaped | Equipment Breakdown - Unknown | Other - please specify
Pole | Asset Breakdown - Escaped | Fuse - Element blown | Design
Pole | Asset Breakdown - Escaped | Fuse - Element blown | Other - please specify
Pole | Asset Breakdown - Escaped | Fuse - Element blown | Other Specify
Pole | Asset Breakdown - Escaped | Fuse - Tube fail or hang up | Other - please specify
Pole | Asset Breakdown - Escaped | Pole Failure | Design, Construction quality
Pole | Asset Breakdown - Escaped | Pole Failure | Fungal decay
Pole | Asset Breakdown - Escaped | Pole Failure | Fungal decay, Termites
Pole | Asset Breakdown - Escaped | Pole Failure | Pole failure - decay
Pole | Asset Breakdown - Escaped | Pole Failure | Pole failure - decay, Pole failure - other, Weathering
Pole | Asset Breakdown - Escaped | Pole Failure | Pole failure - decay, Pole failure - storm
Pole | Asset Breakdown - Escaped | Pole Failure | Pole failure - decay, Pole failure - white ants
Pole | Asset Breakdown - Escaped | Pole Failure | Pole failure - other
Pole | Asset Breakdown - Escaped | Pole Failure | Pole failure - Other
Pole | Asset Breakdown - Escaped | Pole Failure | Pole failure - white ants
Pole | Asset Breakdown - Escaped | Pole Failure | Storm damage (inc. lightning, severe weather events)
Pole | Asset Breakdown - Escaped | Pole Failure | Termites
Pole | Asset Breakdown - Escaped | Pole Failure | Tracking
Pole | Asset Breakdown - Escaped | Pole Failure - Assisted | Environmental - Severe weather - Wind
Pole | Asset Breakdown - Escaped | Pole Failure - Assisted | Vegetation Fall in - Side
Pole | Asset Breakdown - Escaped | Pole Failure - Unassisted | Environmental - Rot / Fungal Decay
Pole | Asset Breakdown - Escaped | Pole Failure - Unassisted | Environmental - Termites
Pole | Asset Breakdown - Escaped | Pole Fire - Crossarm related | Contamination - wasp nest/other
Pole | Asset Breakdown - Escaped | Pole Fire - Crossarm related | Fatigue
Pole | Asset Breakdown - Escaped | Pole Fire - Crossarm related | Loose fittings, Fitting, Other - please specify
Pole | Asset Breakdown - Escaped | Pole Fire - Crossarm related | Other Specify
Pole | Asset Breakdown - Escaped | Pole Fire - Crossarm related | Termites
Pole | Asset Breakdown - Escaped | Pole Fire - Groundline | Other Specify
Pole | Asset Breakdown - Escaped | Pole Fire - Groundline | Pole failure - white ants
Pole | Asset Breakdown - Escaped | Pole Fire - Insulator related, leakage or breakdown | Conductor break - Weather related, Pole failure - other, Contamination
Pole | Asset Breakdown - Escaped | Pole Fire - Insulator related, leakage or breakdown | Contamination, Tracking
Pole | Asset Breakdown - Escaped | Pole Fire - Insulator related, leakage or breakdown | Environmental - Contamination / Tracking
Pole | Asset Breakdown - Escaped | Pole Fire - Insulator related, leakage or breakdown | Fatigue
Pole | Asset Breakdown - Escaped | Pole Fire - Insulator related, leakage or breakdown | Other Specify
Pole | Asset Breakdown - Escaped | Pole Fire - Insulator related, leakage or breakdown | Pole failure - other
Pole | Asset Breakdown - Escaped | Pole Fire - Insulator related, leakage or breakdown | Pole failure - other, Loose fittings
Pole | Asset Breakdown - Escaped | Pole Fire - Insulator related, leakage or breakdown | Pole failure - other, Tracking
Pole | Asset Breakdown - Escaped | Pole Fire - Lightning strike | Pole failure - storm
Pole | Asset Breakdown - Escaped | Pole Fire - Lightning strike | Storm damage (inc. lightning, severe weather events)
Pole | Asset Breakdown - Escaped | Pole Fire - Unknown | Design, Construction quality, Other - please specify
Pole | Asset Breakdown - Escaped | Pole Fire - Unknown | Fatigue
Pole | Asset Breakdown - Escaped | Pole Fire - Unknown | Other Specify
Pole | Asset Breakdown - Escaped | Pole Fire - Unknown | Pole failure - other, Fatigue, Tracking, UV deterioration, Weathering
Pole | Asset Breakdown - Escaped | Pole fire Conductor tie Broken | Other Specify
Pole | Bird/Animal | Bird/Animal | <Undefined>
Pole | Bird/Animal | Bird/Animal | Conductor break - other specify
Pole | Bird/Animal | Bird/Animal | Contamination - wasp nest/other
Pole | Bird/Animal | Bird/Animal | Design
Pole | Bird/Animal | Bird/Animal | Design, Arcing Horns, Other - please specify
Pole | Bird/Animal | Bird/Animal | Fitting
Pole | Bird/Animal | Bird/Animal | Other - please specify
Pole | Bird/Animal | Bird/Animal | Other - please specify, Low line clearance
Pole | Bird/Animal | Bird/Animal | Other Specify
Pole | Bird/Animal | Bird/Animal | Standards - Design
Pole | Bird/Animal | Bird/Animal | Tracking
Pole | Contact with Vegetation | Contact with Vegetation | Vegetation - Contact by tree/branch Outside Clearances
Pole | Contact with Vegetation | Contact with Vegetation | Vegetation - Growth into line
Pole | Contact with Vegetation | Contact with Vegetation | Vegetation - Other specify
Pole | Contact with Vegetation | Contact with Vegetation | Vegetation - Overhang
Pole | Contact with Vegetation | Contact with Vegetation | Vegetation Fall in - Side
Pole | Contact with Vegetation | Vegetation - Fall in and blow in | Vegetation Fall in - Side, Environmental - Severe weather - Wind
Pole | External - Non-Network Ignition | Bushfire | <Undefined>
Pole | External - Non-Network Ignition | Bushfire | Agriculture - Vehicle-Plant
Pole | External - Non-Network Ignition | Bushfire | Human - Other
Pole | External - Non-Network Ignition | Bushfire | Human - Vandalism / Arson
Pole | External - Non-Network Ignition | Bushfire | Other
Pole | External - Non-Network Ignition | Conductor - Connections | Fatigue
Pole | External - Non-Network Ignition | Equipment Breakdown - Crossarm | Storm damage (inc. lightning, severe weather events)
Pole | External - Non-Network Ignition | Equipment Breakdown - Insulator | Storm damage (inc. lightning, severe weather events)
Pole | External - Non-Network Ignition | Equipment Breakdown - Other | Storm damage (inc. lightning, severe weather events)
Pole | External - Non-Network Ignition | Equipment Breakdown - Unknown | <Undefined>
Pole | External - Non-Network Ignition | House/Building/Structure Fire | <Undefined>
Pole | External - Non-Network Ignition | House/Building/Structure Fire | Downstream Fault - Known
Pole | External - Non-Network Ignition | House/Building/Structure Fire | Environmental - Severe weather - Lightning
Pole | External - Non-Network Ignition | House/Building/Structure Fire | Human - Work Practice
Pole | External - Non-Network Ignition | House/Building/Structure Fire | Other
Pole | External - Non-Network Ignition | Human Activity - Vehicle impact, vandalism, etc | Agricultural activity - Machinery and Burn-off
Pole | External - Non-Network Ignition | Human Activity - Vehicle impact, vandalism, etc | Burning off/3rd party
Pole | External - Non-Network Ignition | Human Activity - Vehicle impact, vandalism, etc | Bushfire or External Fire Damage
Pole | External - Non-Network Ignition | Human Activity - Vehicle impact, vandalism, etc | Human - Vandalism / Arson
Pole | External - Non-Network Ignition | Human Activity - Vehicle impact, vandalism, etc | Human - Vehicle Non-Ag
Pole | External - Non-Network Ignition | Human Activity - Vehicle impact, vandalism, etc | Motor vehicle, Vandalism
Pole | External - Non-Network Ignition | Human Activity - Vehicle impact, vandalism, etc | Other Specify
Pole | External - Non-Network Ignition | Other - please specify | <Undefined>
Pole | External - Non-Network Ignition | Other - please specify | Agricultural activity - Machinery and Burn-off
Pole | External - Non-Network Ignition | Other - please specify | Agricultural activity - Machinery and Burn-off, Bushfire or External Fire Damage
Pole | External - Non-Network Ignition | Other - please specify | Burning off/3rd party
Pole | External - Non-Network Ignition | Other - please specify | Burning off/3rd party, Agricultural activity - Machinery and Burn-off
Pole | External - Non-Network Ignition | Other - please specify | Burning off/3rd party, Agricultural activity - Machinery and Burn-off, Bushfire or External Fire Damage
Pole | External - Non-Network Ignition | Other - please specify | Bushfire or External Fire Damage
Pole | External - Non-Network Ignition | Other - please specify | Environmental - Severe weather - Lightning
Pole | External - Non-Network Ignition | Other - please specify | Human - Other
Pole | External - Non-Network Ignition | Other - please specify | Human - Vandalism / Arson
Pole | External - Non-Network Ignition | Other - please specify | Human - Vehicle Non-Ag
Pole | External - Non-Network Ignition | Other - please specify | Human - Work Practice
Pole | External - Non-Network Ignition | Other - please specify | Motor vehicle, Vandalism
Pole | External - Non-Network Ignition | Other - please specify | Other - please specify
Pole | External - Non-Network Ignition | Other - please specify | Other - please specify, Bushfire or External Fire Damage
Pole | External - Non-Network Ignition | Other - please specify | Other Specify
Pole | External - Non-Network Ignition | Other - please specify | Pole failure - 3rd party, Burning off/3rd party
Pole | External - Non-Network Ignition | Other - please specify | Pole failure - storm
Pole | External - Non-Network Ignition | Other - please specify | Pole failure - storm, Storm damage (inc. lightning, severe weather events)
Pole | External - Non-Network Ignition | Other - please specify | Pole failure - storm, Storm damage (inc. lightning, severe weather events), Bushfire or External Fire Damage
Pole | External - Non-Network Ignition | Other - please specify | Storm damage (inc. lightning, severe weather events)
Pole | External - Non-Network Ignition | Other - please specify | Storm damage (inc. lightning, severe weather events), Bushfire or External Fire Damage
Pole | External - Non-Network Ignition | Other - please specify | Vandalism
Pole | External - Non-Network Ignition | Pole Fire - Lightning strike | Pole failure - storm
Pole | External - Non-Network Ignition | Pole Fire - Lightning strike | Storm damage (inc. lightning, severe weather events)
Pole | External - Non-Network Ignition | Stubble / Agricultural Fire | Agriculture- Other
Pole | External - Non-Network Ignition | Stubble / Agricultural Fire | Burning off/3rd party, Agriculture- Other
Pole | External - Non-Network Ignition | Stubble / Agricultural Fire | <Undefined>
Pole | External - Non-Network Ignition | Stubble / Agricultural Fire | Agriculture - Other
Pole | External - Non-Network Ignition | Stubble / Agricultural Fire | Agriculture - Vehicle-Plant
Pole | External - Non-Network Ignition | Stubble / Agricultural Fire | Agriculture- Other
Pole | External - Non-Network Ignition | Stubble / Agricultural Fire | Human - Equipment / Plant Non-Ag
Pole | External - Non-Network Ignition | Stubble / Agricultural Fire | Human - Work Practice
Pole | Human Activity - Ignition by Assets | Human Activity - Vehicle impact, vandalism, etc | Agricultural activity - Machinery and Burn-off
Pole | Human Activity - Ignition by Assets | Human Activity - Vehicle impact, vandalism, etc | Agricultural activity - Machinery and Burn-off, Low line clearance
Pole | Human Activity - Ignition by Assets | Human Activity - Vehicle impact, vandalism, etc | Burning off/3rd party
Pole | Human Activity - Ignition by Assets | Human Activity - Vehicle impact, vandalism, etc | Burning off/3rd party, Agricultural activity - Machinery and Burn-off, Bushfire or External Fire Damage
Pole | Human Activity - Ignition by Assets | Human Activity - Vehicle impact, vandalism, etc | Human - Aircraft
Pole | Human Activity - Ignition by Assets | Human Activity - Vehicle impact, vandalism, etc | Human - Vandalism / Arson
Pole | Human Activity - Ignition by Assets | Human Activity - Vehicle impact, vandalism, etc | Human - Vehicle Non-Ag
Pole | Human Activity - Ignition by Assets | Human Activity - Vehicle impact, vandalism, etc | Motor vehicle
Pole | Human Activity - Ignition by Assets | Human Activity - Vehicle impact, vandalism, etc | Other - please specify, Tracking
Pole | Human Activity - Ignition by Assets | Human Activity - Vehicle impact, vandalism, etc | Other Specify
Pole | Human Activity - Ignition by Assets | Human Activity - Vehicle impact, vandalism, etc | Pole failure - 3rd party, Agricultural activity - Machinery and Burn-off
Pole | Human Activity - Ignition by Assets | Human Activity - Vehicle impact, vandalism, etc | Pole failure - 3rd party, Motor vehicle
Pole | Human Activity - Ignition by Assets | Human Activity - Vehicle impact, vandalism, etc | Pole failure - other, Motor vehicle
Pole | Human Activity - Ignition by Assets | Vehicle (Agri) - asset impact | Agriculture - Vehicle-Plant
Pole | Human Activity - Ignition by Assets | Vehicle (Public) impact | Human - Vehicle Non-Ag
Polymer insulator | Asset Breakdown - Escaped | Equipment Breakdown - Insulator | Tracking
Pot head | Asset Breakdown - Escaped | Equipment Breakdown - Other | Fatigue
Pot head | Bird/Animal | Bird/Animal | Other - please specify
Private assets | External - Non-Network Ignition | Other - please specify | House fire
Private shed | External - Non-Network Ignition | Other - please specify | <Undefined>
Protection switch | Asset Breakdown - Contained | Equipment Breakdown - Other | Storm damage (inc. lightning, severe weather events)
publicly owned | External - Non-Network Ignition | Human Activity - Vehicle impact, vandalism, etc | <Undefined>
Raycam HV termination | Asset Breakdown - Escaped | Conductor - Connections | Tracking
Recloser | Asset Breakdown - Contained | Equipment Breakdown - Other | Loose fittings
Recloser | Asset Breakdown - Contained | Equipment Breakdown - Other | Other Specify
Recloser | Asset Breakdown - Contained | Equipment Breakdown - Other | Standards - Design
Recloser | Asset Breakdown - Escaped | Conductor - Connections | Manufacture quality, Loose fittings
Recloser | Asset Breakdown - Escaped | Equipment Breakdown - Other | Human - Work Practice
Recloser | Asset Breakdown - Escaped | Equipment Breakdown - Other | Loose fittings
Recloser | Asset Breakdown - Escaped | Equipment Breakdown - Unknown | Other - please specify
Recloser | Asset Breakdown - Escaped | Fuse - Connections | Loose fittings
Recloser | Asset Breakdown - Escaped | Pole Fire - Lightning strike | Storm damage (inc. lightning, severe weather events)
Recloser | Bird/Animal | Bird - Equip Flashover | Standards - Design
Recloser | Bird/Animal | Bird/Animal | <Undefined>
Recloser | Bird/Animal | Bird/Animal | Design
Recloser | Bird/Animal | Bird/Animal | Other Specify
Recloser | Bird/Animal | Bird/Animal | Standards - Design
Recovery unit | External - Non-Network Ignition | Other - please specify | <Undefined>
Regulator | Asset Breakdown - Contained | Equipment Breakdown - Unknown | Corrosion
Regulator | Asset Breakdown - Escaped | Equipment Breakdown - Surge Arresters | Storm damage (inc. lightning, severe weather events)
Regulator | Bird/Animal | Bird/Animal | Design
Regulator | Bird/Animal | Bird/Animal | Other Specify
Regulator | Bird/Animal | Bird/Animal | Standards - Design
RMU | Asset Breakdown - Contained | Equipment Breakdown - UG Equipment / Pit / Pillar | Standards - Manufacturers
SC8 - Other specify | External - Non-Network Ignition | Pole Fire - Lightning strike | Storm damage (inc. lightning, severe weather events)
Sector cable | Asset Breakdown - Contained | Fuse - Tube fail or hang up | Fatigue
Service | Asset Breakdown - Contained | Conductor - Break | Conductor break - fatigue, corrosion, quality
Service | Asset Breakdown - Contained | Conductor - Clashing line to line | Conductor break - fatigue, corrosion, quality
Service | Asset Breakdown - Contained | Conductor - Clashing line to line | Other Specify
Service | Asset Breakdown - Contained | Conductor - Connections | Asset - Connection
Service | Asset Breakdown - Contained | Conductor - Connections | Conductor break - fatigue, corrosion, quality
Service | Asset Breakdown - Contained | Conductor - Connections | Loose fittings
Service | Asset Breakdown - Contained | Conductor - Line dislodged, contact to ground | Fatigue
Service | Asset Breakdown - Contained | Equipment Breakdown - Other | <Undefined>
Service | Asset Breakdown - Contained | Equipment Breakdown - Other | Manufacture quality, Other - please specify
Service | Asset Breakdown - Contained | Equipment Breakdown - Other | Other Specify
Service | Asset Breakdown - Escaped | Conductor - Break | Conductor break - fatigue, corrosion, quality
Service | Asset Breakdown - Escaped | Conductor - Break | Conductor break - other specify
Service | Asset Breakdown - Escaped | Conductor - Break | Conductor break - Weather related, Conductor break - fatigue, corrosion, quality
Service | Asset Breakdown - Escaped | Conductor - Break | Environmental - Contamination / Tracking
Service | Asset Breakdown - Escaped | Conductor - Break | Environmental - UV degradation
Service | Asset Breakdown - Escaped | Conductor - Break | Fatigue
Service | Asset Breakdown - Escaped | Conductor - Break | Other Specify
Service | Asset Breakdown - Escaped | Conductor - Break | Storm damage (inc. lightning, severe weather events)
Service | Asset Breakdown - Escaped | Conductor - Break | UV deterioration
Service | Asset Breakdown - Escaped | Conductor - Break | UV deterioration, Weathering
Service | Asset Breakdown - Escaped | Conductor - Connections | Conductor break - fatigue, corrosion, quality
Service | Asset Breakdown - Escaped | Conductor - Connections | Conductor break - fatigue, quality
Service | Asset Breakdown - Escaped | Conductor - Connections | Fatigue
Service | Asset Breakdown - Escaped | Conductor - Connections | Loose fittings
Service | Asset Breakdown - Escaped | Conductor - Connections | Other Specify
Service | Asset Breakdown - Escaped | Conductor - Contact with foreign object | Human - Work Practice
Service | Asset Breakdown - Escaped | Conductor - Insulation Breakdown | Downstream Fault - Known
Service | Asset Breakdown - Escaped | Conductor - Insulation Breakdown | Environmental - UV degradation
Service | Asset Breakdown - Escaped | Conductor - Line dislodged, contact to ground | Conductor break - other specify
Service | Asset Breakdown - Escaped | Conductor - Line dislodged, contact to ground | Environmental - UV degradation
Service | Asset Breakdown - Escaped | Equipment Breakdown - Other | Fatigue
Service | Asset Breakdown - Escaped | Equipment Breakdown - Other | Other Specify
Service | Asset Breakdown - Escaped | Equipment Breakdown - Tie Wire | Other Specify
Service | Bird/Animal | Bird/Animal | Other Specify
Service | Contact with Vegetation | Contact with Vegetation | Vegetation - Contact by tree/branch Inside Clearances
Service | Contact with Vegetation | Contact with Vegetation | Vegetation - Contact by tree/branch Outside Clearances
Service | Contact with Vegetation | Contact with Vegetation | Vegetation - Growth into line
Service | Contact with Vegetation | Contact with Vegetation | Vegetation - Overhang
Service | External - Non-Network Ignition | House/Building/Structure Fire | <Undefined>
Service | External - Non-Network Ignition | House/Building/Structure Fire | Human - Other
Service | External - Non-Network Ignition | House/Building/Structure Fire | Human - Vehicle Non-Ag
Service | External - Non-Network Ignition | House/Building/Structure Fire | Other
Service | External - Non-Network Ignition | Human Activity - Vehicle impact, vandalism, etc | <Undefined>
Service | External - Non-Network Ignition | Human Activity - Vehicle impact, vandalism, etc | Other - please specify
Service | External - Non-Network Ignition | Other - please specify | <Undefined>
Service | External - Non-Network Ignition | Other - please specify | Burning off/3rd party
Service | External - Non-Network Ignition | Other - please specify | Bushfire or External Fire Damage
Service | External - Non-Network Ignition | Other - please specify | House fire
Service | External - Non-Network Ignition | Other - please specify | Human - Vandalism / Arson
Service | External - Non-Network Ignition | Other - please specify | Human - Vehicle Non-Ag
Service | External - Non-Network Ignition | Other - please specify | Other Specify
Service | External - Non-Network Ignition | Other - please specify | Storm damage (inc. lightning, severe weather events)
Service | External - Non-Network Ignition | Other - please specify | Vandalism
Service | Human Activity - Ignition by Assets | Human Activity - Vehicle impact, vandalism, etc | Human - Vehicle Non-Ag
Service | Human Activity - Ignition by Assets | Public activity - non vehicle | Environmental - Severe weather - Wind
Service | Human Activity - Ignition by Assets | Vehicle (Public) impact | Human - Vehicle Non-Ag
Service fuse | Asset Breakdown - Contained | Conductor - Connections | Loose fittings
Service fuse | Asset Breakdown - Contained | Conductor - Connections | Other Specify
Service fuse | Asset Breakdown - Contained | Fuse - Connections | Loose fittings
Service fuse | Asset Breakdown - Contained | Fuse - Connections | Other - please specify
Service fuse | External - Non-Network Ignition | Fuse - Assembly break | Other
Service fuse | External - Non-Network Ignition | Other - please specify | House fire
Sevice disconnected | External - Non-Network Ignition | Other - please specify | <Undefined>
shed | External - Non-Network Ignition | Other - please specify | <Undefined>
Solar isolator fire | External - Non-Network Ignition | House/Building/Structure Fire | <Undefined>
Solar Panel | External - Non-Network Ignition | Other - please specify | House fire
Splice | Asset Breakdown - Escaped | Conductor - Break | Asset - Broken
Splice | Asset Breakdown - Escaped | Conductor - Connections | Asset - Connection
Splice | Asset Breakdown - Escaped | Conductor - Connections | Asset - Corrosion
Split Bolt | Asset Breakdown - Escaped | Conductor - Connections | Asset - Loose fittings
Stay | Asset Breakdown - Contained | Equipment Breakdown - Stay | Other - please specify
Stay | External - Non-Network Ignition | Other - please specify | Bushfire or External Fire Damage
Stay | Human Activity - Ignition by Assets | Human Activity - Vehicle impact, vandalism, etc | Agricultural activity - Machinery and Burn-off
Stay | Human Activity - Ignition by Assets | Human Activity - Vehicle impact, vandalism, etc | Motor vehicle
Stay | Human Activity - Ignition by Assets | Human Activity - Vehicle impact, vandalism, etc | Other - please specify
Stay | Human Activity - Ignition by Assets | Human Activity - Vehicle impact, vandalism, etc | Other Specify
Stay WIre | Asset Breakdown - Escaped | Equipment Breakdown - Stay | Corrosion
Stay WIre | Human Activity - Ignition by Assets | Vehicle (Public) impact | Agriculture - Vehicle-Plant
Steel street light column | Asset Breakdown - Contained | Equipment Breakdown - Other | Other - please specify
Strain Insulator | Asset Breakdown - Contained | Equipment Breakdown - Insulator | Corrosion, Tracking
Street Light | Asset Breakdown - Contained | Equipment Breakdown - Other | Standards - Manufacturers
Street light lantern | Asset Breakdown - Contained | Equipment Breakdown - Other | Loose fittings
Streetlight | Asset Breakdown - Contained | Pole Fire - Unknown | Loose fittings
Streetlight | Asset Breakdown - Contained | Pole Fire - Unknown | Other Specify
Streetlight | Asset Breakdown - Escaped | Equipment Breakdown - Other | Other Specify
Streetlight | Bird/Animal | Bird/Animal | Contamination, Other - please specify
Streetlight | Human Activity - Ignition by Assets | Human Activity - Vehicle impact, vandalism, etc | Human - Vandalism / Arson
Streetlight | Human Activity - Ignition by Assets | Human Activity - Vehicle impact, vandalism, etc | Other Specify
Sub board fire - not network related | External - Non-Network Ignition | Other - please specify | <Undefined>
Sub LV Fuse | Asset Breakdown - Escaped | Fuse - Connections | Fatigue, Loose fittings
Sub wiring | Bird/Animal | Bird/Animal | Other - please specify
Substation | Asset Breakdown - Contained | Conductor - Connections | Loose fittings
Substation | Asset Breakdown - Contained | Conductor - Line dislodged, contact with above ground components | Fatigue
Substation | Asset Breakdown - Contained | Conductor - Line dislodged, contact with above ground components | Loose fittings
Substation | Asset Breakdown - Contained | Conductor - Line dislodged, contact with above ground components | Other Specify
Substation | Asset Breakdown - Contained | Equipment Breakdown - Other | Other Specify
Substation | Asset Breakdown - Contained | Equipment Breakdown - Other | Standards - Manufacturers
Substation | Asset Breakdown - Contained | Equipment Breakdown - Surge Arresters | Loose fittings
Substation | Asset Breakdown - Escaped | Conductor - Clashing line to line | Other Specify
Substation | Asset Breakdown - Escaped | Conductor - Connections | Conductor break - fatigue, corrosion, quality
Substation | Asset Breakdown - Escaped | Conductor - Connections | Conductor break - Weather related
Substation | Asset Breakdown - Escaped | Conductor - Connections | Loose fittings
Substation | Asset Breakdown - Escaped | Conductor - Connections | Loose fittings, Construction quality
Substation | Asset Breakdown - Escaped | Conductor - Line dislodged, contact with above ground components | Fitting
Substation | Asset Breakdown - Escaped | Equipment Breakdown - Earthing | Asset - Broken
Substation | Asset Breakdown - Escaped | Equipment Breakdown - Other | Conductor break - fatigue, corrosion, quality
Substation | Asset Breakdown - Escaped | Equipment Breakdown - Other | Corrosion
Substation | Asset Breakdown - Escaped | Equipment Breakdown - Other | Environmental - Contamination / Tracking
Substation | Asset Breakdown - Escaped | Equipment Breakdown - Other | Fatigue, Other - please specify
Substation | Asset Breakdown - Escaped | Equipment Breakdown - Other | Loose fittings
Substation | Asset Breakdown - Escaped | Equipment Breakdown - Other | Other - please specify
Substation | Asset Breakdown - Escaped | Equipment Breakdown - Other | Other Specify
Substation | Asset Breakdown - Escaped | Equipment Breakdown - Other | Storm damage (inc. lightning, severe weather events)
Substation | Asset Breakdown - Escaped | Equipment Breakdown - Surge Arresters | Storm damage (inc. lightning, severe weather events)
Substation | Asset Breakdown - Escaped | Fuse - Element blown | Fitting
Substation | Asset Breakdown - Escaped | Fuse - Other | Other Specify
Substation | Bird/Animal | Bird - Wirestrike | Standards - Design
Substation | Bird/Animal | Bird/Animal | <Undefined>
Substation | Bird/Animal | Bird/Animal | Design
Substation | Bird/Animal | Bird/Animal | Design, Other - please specify
Substation | Bird/Animal | Bird/Animal | Environmental - Contamination / Tracking
Substation | Bird/Animal | Bird/Animal | Manufacture quality, Low line clearance
Substation | Bird/Animal | Bird/Animal | Other - please specify
Substation | Bird/Animal | Bird/Animal | Other Specify
Substation | Bird/Animal | Bird/Animal | UV deterioration
Substation | Bird/Animal | Possum | Standards - Manufacturers
Substation | Contact with Vegetation | Contact with Vegetation | Vegetation - Growth into line
Substation | Contact with Vegetation | Contact with Vegetation | Vegetation Fall in - Side
Substation | External - Non-Network Ignition | Bushfire | Other
Substation | External - Non-Network Ignition | House/Building/Structure Fire | <Undefined>
Substation | External - Non-Network Ignition | Other - please specify | Storm damage (inc. lightning, severe weather events)
Substation | Human Activity - Ignition by Assets | Vehicle (Public) impact | Human - Vehicle Non-Ag
Surge Diverter | Asset Breakdown - Escaped | Equipment Breakdown - Surge Arresters | Storm damage (inc. lightning, severe weather events)
Surge Diverter | Bird/Animal | Bird - Equip Flashover | Standards - Construction
SWER earth | Asset Breakdown - Contained | Equipment Breakdown - Earthing | Loose fittings
SWER earth | Asset Breakdown - Contained | Equipment Breakdown - Other | Fatigue
SWER earth | Asset Breakdown - Escaped | Conductor - Connections | Other Specify
SWER insulator holding bolts | Asset Breakdown - Escaped | Equipment Breakdown - Brackets, Bolts, Steelwork | Loose fittings
SWER raiser bracket | Asset Breakdown - Escaped | Equipment Breakdown - Brackets, Bolts, Steelwork | Loose fittings
SWER tie | Asset Breakdown - Contained | Equipment Breakdown - Tie Wire | Corrosion
Switch | Asset Breakdown - Escaped | Equipment Breakdown - Other | Other - please specify
Switch | Asset Breakdown - Escaped | Fuse - Other | Fatigue, Loose fittings
Switch | Bird/Animal | Bird - Equip Flashover | Standards - Design
Switch | Bird/Animal | Bird/Animal | Standards - Design
Switch | External - Non-Network Ignition | Other - please specify | Other - please specify
Switchgear | External - Non-Network Ignition | Other - please specify | <Undefined>
Telstra box fire - not network related | External - Non-Network Ignition | Other - please specify | <Undefined>
Terminations | Asset Breakdown - Contained | Conductor - Connections | Fatigue
Tie | Asset Breakdown - Escaped | Equipment Breakdown - Tie Wire | Asset - Broken
Tie Wire | Asset Breakdown - Contained | Equipment Breakdown - Tie Wire | Asset - Broken
Tie Wire | Asset Breakdown - Escaped | Equipment Breakdown - Tie Wire | Asset - Broken
Tie Wire | Asset Breakdown - Escaped | Equipment Breakdown - Tie Wire | Conductor break - fatigue, corrosion, quality
Transfomer | Asset Breakdown - Escaped | Equipment Breakdown - Other | Other - please specify
Transfomer | External - Non-Network Ignition | Other - please specify | Standards - Low Ground Clearance
Transformer | Asset Breakdown - Contained | Conductor - Contact with foreign object | Design, Tracking
Transformer | Asset Breakdown - Contained | Equipment Breakdown - Other | Asset - Other
Transformer | Asset Breakdown - Escaped | Equipment Breakdown - Other | Asset - Broken
Transformer | Bird/Animal | Bird/ Animal - Other | Asset - Broken, Standards - Design
Transformer | Bird/Animal | Bird/Animal | Insulator type, Low line clearance
Transformer | Bird/Animal | Bird/Animal | Standards - Design
Transformer | External - Non-Network Ignition | Other - please specify | Storm damage (inc. lightning, severe weather events)
Truck | External - Non-Network Ignition | Other - please specify | <Undefined>
U/G cable | Asset Breakdown - Contained | Conductor - Connections | Fatigue
U/G cable | Asset Breakdown - Contained | Conductor - Connections | Other - please specify
U/G cable | Asset Breakdown - Contained | Equipment Breakdown - Other | Fatigue, Other - please specify
U/G cable | Asset Breakdown - Contained | Equipment Breakdown - Other | Other - please specify
U/G cable | Asset Breakdown - Contained | Equipment Breakdown - Unknown | Other - please specify
U/G cable | Asset Breakdown - Contained | Pole Fire - Groundline | Other Specify
U/G cable | Asset Breakdown - Escaped | Conductor - Connections | Construction quality, Loose fittings
U/G cable | Asset Breakdown - Escaped | Conductor - Connections | Fatigue
U/G cable | Asset Breakdown - Escaped | Conductor - Connections | Other Specify
U/G cable | Asset Breakdown - Escaped | Equipment Breakdown - Other | Design, Construction quality, Fitting
U/G cable | Asset Breakdown - Escaped | Equipment Breakdown - Other | Other Specify
U/G cable | Bird/Animal | Bird/Animal | Other - please specify
U/G cable | External - Non-Network Ignition | Other - please specify | <Undefined>
U/G cable | External - Non-Network Ignition | Other - please specify | Agricultural activity - Machinery and Burn-off
U/G cable | Human Activity - Ignition by Assets | Human Activity - Vehicle impact, vandalism, etc | Motor vehicle
UG/OH | Asset Breakdown - Escaped | Equipment Breakdown - UG/OH termination | Asset - Connection
UG/OH | Asset Breakdown - Escaped | Equipment Breakdown - UG/OH termination | Standards - Construction
UGOH | Asset Breakdown - Contained | Equipment Breakdown - Other | Fatigue
UGOH | Asset Breakdown - Contained | Equipment Breakdown - UG/OH termination | Standards - Construction
UGOH | Asset Breakdown - Escaped | Equipment Breakdown - Other | Fatigue, UV deterioration
UGOH | Bird/Animal | Bird/Animal | Other - please specify
Unknown | External - Non-Network Ignition | Other - please specify | Human - Other
Veg Contractor mulcher | External - Non-Network Ignition | Other - please specify | <Undefined>
Voltage Transformer | Asset Breakdown - Contained | Equipment Breakdown - Other | Standards - Manufacturers
Water Treatment Plant | External - Non-Network Ignition | Other - please specify | <Undefined>
Within the customers house. | External - Non-Network Ignition | House/Building/Structure Fire | <Undefined>
(blank) | Asset Breakdown - Escaped | Fuse - Element blown | Standards - Design

## Data Validation
Used - chosen due to shorten list more specific to our selections previously
insulation? Tracking? Short circuit - leakage - pole top fires
Issue | R1 | R2 | R3 | Reason | LifecycleActivity
{bent} | any reason |  |  | (any reason) | inspect
{blocked} | wear |  |  | (wear) | install
{broken} | contamination |  |  | (contamination) | modify
{buckled} | fatigue |  |  | (fatigue) | repair
{bypassing} | shear |  |  | (shear) | replace
{closed circuit} | impact |  |  | (impact)
{closed} | maintenance error |  |  | (maintenance error)
{contaminated} | installation error |  |  | (installation error)
{cracked} | operator error |  |  | (operator error)
{crimped} | human error |  |  | (human error)
{damaged} | lack of lubrication |  |  | (lack of lubrication)
{degraded appearance} | dirt ingress |  |  | (dirt ingress)
{dirty} | corrosion |  |  | (corrosion)
{disconnected} | extreme environment |  |  | (extreme environment)
{eroded} | out of specification |  |  | (out of specification)
{fails closed} | age |  |  | (age)
{fails open} | misalignment |  |  | (misalignment)
{fails to close} | poor airflow |  |  | (poor airflow)
{fails to function} | build up of material |  |  | (build up of material)
{fails to open} | cavitation |  |  | (cavitation)
{falls out} | poor connection |  |  | (poor connection)
{inaccurate} | vibration |  |  | (vibration) | Raw ¦ updated list with lookup on main
{insecure} | over tightening |  |  | (over tightening) | Update here reflects in data
{leaking} | overloaded |  |  | (overloaded) | select from here when creating info
{loose} | out of calibration |  |  | (out of calibration) | Purpose - which assets are failing the most due to what
{missing} | incorrect setting |  |  | (incorrect setting) | Alt purpose - what work is getting done for what reason
{not observable} | environment |  |  | (environment) | FMECA source
{open circuit} | vandalism |  |  | (vandalism) | What functions of arm - hold up, provide separation
{open} | termites |  |  | (termites) | Stresses - design parameters, degrading factors
{operates} | fire damage |  |  | (fire damage)
{out of range} | fire damage | bushfire |  | (fire damage - bushfire)
{out of spec} | fire damage | asset related |  | (fire damage - asset related)
{plugged} | lightning strike |  |  | (lightning strike)
{restricted} | fungal decay |  |  | (fungal decay)
{ruptured} | fungal decay | external |  | (fungal decay - external)
{seized} | fungal decay | external | external soft rot | (fungal decay - external - external soft rot)
{short circuit} | fungal decay | internal |  | (fungal decay - internal)
{too high} | fungal decay | internal | brown rot | (fungal decay - internal - brown rot)
{too low} | fungal decay | internal | carroty rot | (fungal decay - internal - carroty rot)
{tracking} | fungal decay | internal | white rot | (fungal decay - internal - white rot)
{worn} | weathering |  |  | (weathering)
{unknown}
{not applicable}

## INTEGRATION.TMC_TASK_CAUSE
ASSET_TMC | TASK_CODE | CAUSE_CODE
AX019901 | Y05U | X0AH | Y05UX0AH
AX019901 | Y05W | X0A7 | Y05WX0A7
AX019901 | Y063 | X11M | Y063X11M
AX019901 | Y068 | X12Z | Y068X12Z
AX019901 | Y07M | X12J | Y07MX12J
AX019901 | Y07Y | X12Y | Y07YX12Y
AX019901 | YZZZ | XZZZ | YZZZXZZZ
AX029901 | Y05U | X0AH | Y05UX0AH
AX029901 | Y05W | X0A7 | Y05WX0A7
AX029901 | Y063 | X11M | Y063X11M
AX029901 | Y068 | X12Z | Y068X12Z
AX029901 | Y07M | X12J | Y07MX12J
AX029901 | Y07Z | X130 | Y07ZX130
AX029901 | YZZZ | XZZZ | YZZZXZZZ
CB010301 | Y002 | X0LV | Y002X0LV
CB010301 | Y002 | X0M0 | Y002X0M0
CB010301 | Y00R | X026 | Y00RX026
CB010301 | Y00R | X02A | Y00RX02A
CB010301 | Y00R | X02C | Y00RX02C
CB010301 | Y00S | X025 | Y00SX025
CB010301 | Y00S | X027 | Y00SX027
CB010301 | Y00S | X028 | Y00SX028
CB010301 | Y00S | X02B | Y00SX02B
CB010301 | Y010 | X0T3 | Y010X0T3
CB010301 | Y010 | X0T4 | Y010X0T4
CB010301 | Y015 | X042 | Y015X042
CB010301 | Y015 | X044 | Y015X044
CB010301 | Y015 | X045 | Y015X045
CB010301 | Y015 | X046 | Y015X046
CB010301 | Y016 | X055 | Y016X055
CB010301 | Y018 | X05Z | Y018X05Z
CB010301 | Y018 | X060 | Y018X060
CB010301 | Y019 | X061 | Y019X061
CB010301 | Y01F | X0RM | Y01FX0RM
CB010301 | Y01F | X0RN | Y01FX0RN
CB010301 | Y01Y | X0JU | Y01YX0JU
CB010301 | Y01Y | X0JY | Y01YX0JY
CB010301 | Y01Z | X0D3 | Y01ZX0D3
CB010301 | Y02A | X0Y7 | Y02AX0Y7
CB010301 | Y02B | X0F0 | Y02BX0F0
CB010301 | Y02B | X0F1 | Y02BX0F1
CB010301 | Y02B | X0F2 | Y02BX0F2
CB010301 | Y02B | X0F3 | Y02BX0F3
CB010301 | Y02B | X0F4 | Y02BX0F4
CB010301 | Y02B | X0F5 | Y02BX0F5
CB010301 | Y02B | X0F6 | Y02BX0F6
CB010301 | Y02D | X053 | Y02DX053
CB010301 | Y02D | X057 | Y02DX057
CB010301 | Y02E | X0VE | Y02EX0VE
CB010301 | Y02G | X0QM | Y02GX0QM
CB010301 | Y02M | X0T2 | Y02MX0T2
CB010301 | Y03K | X0CD | Y03KX0CD
CB010301 | Y03L | X04E | Y03LX04E
CB010301 | Y03T | X051 | Y03TX051
CB010301 | Y03U | X054 | Y03UX054
CB010301 | Y05Q | X0VA | Y05QX0VA
CB010301 | Y05R | X0WH | Y05RX0WH
CB010301 | Y05R | X0WJ | Y05RX0WJ
CB010301 | Y05R | X11U | Y05RX11U
CB010301 | Y06R | X06Q | Y06RX06Q
CB010301 | Y07A | X027 | Y07AX027
CB010301 | Y07H | X04H | Y07HX04H
CB010301 | Y07L | X0JF | Y07LX0JF
CB010301 | Y07L | X0JG | Y07LX0JG
CB010301 | Y07L | X0JK | Y07LX0JK
CB010301 | Y07X | X0CC | Y07XX0CC
CB010301 | Y07X | X12Q | Y07XX12Q
CB010301 | YZZZ | XZZZ | YZZZXZZZ
CB011901 | Y002 | X0LS | Y002X0LS
CB011901 | Y002 | X0LU | Y002X0LU
CB011901 | Y002 | X0LZ | Y002X0LZ
CB011901 | Y00R | X0W6 | Y00RX0W6
CB011901 | Y00Z | X0SX | Y00ZX0SX
CB011901 | Y010 | X0FT | Y010X0FT
CB011901 | Y011 | X0W7 | Y011X0W7
CB011901 | Y011 | X0W9 | Y011X0W9
CB011901 | Y012 | X0WB | Y012X0WB
CB011901 | Y013 | X0W6 | Y013X0W6
CB011901 | Y015 | X042 | Y015X042
CB011901 | Y015 | X047 | Y015X047
CB011901 | Y016 | X050 | Y016X050
CB011901 | Y016 | X052 | Y016X052
CB011901 | Y016 | X056 | Y016X056
CB011901 | Y02B | X007 | Y02BX007
CB011901 | Y02B | X008 | Y02BX008
CB011901 | Y02B | X0FL | Y02BX0FL
CB011901 | Y02B | X0FQ | Y02BX0FQ
CB011901 | Y02B | X0FR | Y02BX0FR
CB011901 | Y02C | X0SY | Y02CX0SY
CB011901 | Y02D | X0S4 | Y02DX0S4
CB011901 | Y02E | X0L1 | Y02EX0L1
CB011901 | Y02F | X0L3 | Y02FX0L3
CB011901 | Y02F | X0L7 | Y02FX0L7
CB011901 | Y02F | X0L8 | Y02FX0L8
CB011901 | Y02G | X0KT | Y02GX0KT
CB011901 | Y02G | X0KV | Y02GX0KV
CB011901 | Y02G | X0S8 | Y02GX0S8
CB011901 | Y02G | X0VG | Y02GX0VG
CB011901 | Y02G | X0VQ | Y02GX0VQ
CB011901 | Y02G | X0VY | Y02GX0VY
CB011901 | Y02G | X0W0 | Y02GX0W0
CB011901 | Y02M | X102 | Y02MX102
CB011901 | Y02W | X0MW | Y02WX0MW
CB011901 | Y02W | X0MX | Y02WX0MX
CB011901 | Y02W | X0MZ | Y02WX0MZ
CB011901 | Y02W | X0N2 | Y02WX0N2
CB011901 | Y039 | X0PA | Y039X0PA
CB011901 | Y039 | X0PC | Y039X0PC
CB011901 | Y039 | X0WE | Y039X0WE
CB011901 | Y03A | X0PE | Y03AX0PE
CB011901 | Y03L | X0KQ | Y03LX0KQ
CB011901 | Y03L | X0KS | Y03LX0KS
CB011901 | Y03V | X0S6 | Y03VX0S6
CB011901 | Y03X | X0PB | Y03XX0PB
CB011901 | Y05Q | X0KU | Y05QX0KU
CB011901 | Y05Q | X0L0 | Y05QX0L0
CB011901 | Y05Q | X0V5 | Y05QX0V5
CB011901 | Y05Q | X0VD | Y05QX0VD
CB011901 | Y05R | X0EF | Y05RX0EF
CB011901 | Y05R | X0EG | Y05RX0EG
CB011901 | Y06J | X0MY | Y06JX0MY
CB011901 | Y06J | X0N0 | Y06JX0N0
CB011901 | Y06J | X0XT | Y06JX0XT
CB011901 | Y06L | X0X9 | Y06LX0X9
CB011901 | Y07F | X0X7 | Y07FX0X7
CB011901 | Y07H | X0WF | Y07HX0WF
CB011901 | Y07L | X0JF | Y07LX0JF
CB011901 | Y07L | X0JG | Y07LX0JG
CB011901 | Y07T | X0RP | Y07TX0RP
CB011901 | Y07T | X0RT | Y07TX0RT
CB011901 | Y07T | X0RV | Y07TX0RV
CB011901 | Y07W | X0P0 | Y07WX0P0
CB011901 | Y07W | X0P2 | Y07WX0P2
CB011901 | Y07W | X111 | Y07WX111
CB011901 | Y07W | X113 | Y07WX113
CB011901 | Y07W | X114 | Y07WX114
CB011901 | Y07W | X11A | Y07WX11A
CB011901 | Y07W | X11D | Y07WX11D
CB011901 | YZZZ | XZZZ | YZZZXZZZ
CB012001 | Y002 | X0LS | Y002X0LS
CB012001 | Y002 | X0LU | Y002X0LU
CB012001 | Y002 | X0LX | Y002X0LX
CB012001 | Y002 | X0LY | Y002X0LY
CB012001 | Y002 | X0LZ | Y002X0LZ
CB012001 | Y00Q | X0E7 | Y00QX0E7
CB012001 | Y00S | X0W4 | Y00SX0W4
CB012001 | Y00S | X0W5 | Y00SX0W5
CB012001 | Y00S | X0W6 | Y00SX0W6
CB012001 | Y00S | X0W9 | Y00SX0W9
CB012001 | Y00Z | X0SX | Y00ZX0SX
CB012001 | Y010 | X0FT | Y010X0FT
CB012001 | Y010 | X0SM | Y010X0SM
CB012001 | Y011 | X0W7 | Y011X0W7
CB012001 | Y012 | X0WB | Y012X0WB
CB012001 | Y013 | X0W4 | Y013X0W4
CB012001 | Y013 | X0W5 | Y013X0W5
CB012001 | Y013 | X0W6 | Y013X0W6
CB012001 | Y013 | X0W9 | Y013X0W9
CB012001 | Y015 | X043 | Y015X043
CB012001 | Y015 | X047 | Y015X047
CB012001 | Y015 | X0L2 | Y015X0L2
CB012001 | Y016 | X050 | Y016X050
CB012001 | Y016 | X052 | Y016X052
CB012001 | Y016 | X056 | Y016X056
CB012001 | Y02A | X0KY | Y02AX0KY
CB012001 | Y02A | X0L1 | Y02AX0L1
CB012001 | Y02B | X007 | Y02BX007
CB012001 | Y02B | X008 | Y02BX008
CB012001 | Y02B | X0FL | Y02BX0FL
CB012001 | Y02B | X0FQ | Y02BX0FQ
CB012001 | Y02D | X0S4 | Y02DX0S4
CB012001 | Y02F | X0KZ | Y02FX0KZ
CB012001 | Y02G | X0S8 | Y02GX0S8
CB012001 | Y02G | X0VQ | Y02GX0VQ
CB012001 | Y02G | X0VY | Y02GX0VY
CB012001 | Y02M | X0X7 | Y02MX0X7
CB012001 | Y02M | X0X8 | Y02MX0X8
CB012001 | Y02W | X0N8 | Y02WX0N8
CB012001 | Y02W | X0N9 | Y02WX0N9
CB012001 | Y02W | X0NB | Y02WX0NB
CB012001 | Y02W | X0NC | Y02WX0NC
CB012001 | Y039 | X0P9 | Y039X0P9
CB012001 | Y039 | X0PA | Y039X0PA
CB012001 | Y039 | X0WE | Y039X0WE
CB012001 | Y03A | X0PE | Y03AX0PE
CB012001 | Y03V | X0S6 | Y03VX0S6
CB012001 | Y05Q | X0L0 | Y05QX0L0
CB012001 | Y05Q | X0V5 | Y05QX0V5
CB012001 | Y05Q | X0VD | Y05QX0VD
CB012001 | Y05R | X0EH | Y05RX0EH
CB012001 | Y07H | X0WF | Y07HX0WF
CB012001 | Y07L | X0JF | Y07LX0JF
CB012001 | Y07L | X0JG | Y07LX0JG
CB012001 | Y07T | X0RP | Y07TX0RP
CB012001 | Y07T | X0RT | Y07TX0RT
CB012001 | Y07T | X0RV | Y07TX0RV
CB012001 | Y07W | X112 | Y07WX112
CB012001 | Y07W | X113 | Y07WX113
CB012001 | Y07W | X11A | Y07WX11A
CB012001 | Y07W | X11B | Y07WX11B
CB012001 | YZZZ | XZZZ | YZZZXZZZ
CB014001 | Y002 | X00L | Y002X00L
CB014001 | Y002 | X00M | Y002X00M
CB014001 | Y002 | X00N | Y002X00N
CB014001 | Y002 | X00X | Y002X00X
CB014001 | Y002 | X00Y | Y002X00Y
CB014001 | Y002 | X0LU | Y002X0LU
CB014001 | Y00Q | X0E7 | Y00QX0E7
CB014001 | Y00R | X0SX | Y00RX0SX
CB014001 | Y00R | X0W5 | Y00RX0W5
CB014001 | Y00R | X0W6 | Y00RX0W6
CB014001 | Y00R | X0W9 | Y00RX0W9
CB014001 | Y011 | X0W7 | Y011X0W7
CB014001 | Y012 | X0WB | Y012X0WB
CB014001 | Y013 | X0SX | Y013X0SX
CB014001 | Y013 | X0W5 | Y013X0W5
CB014001 | Y013 | X0W6 | Y013X0W6
CB014001 | Y013 | X0W9 | Y013X0W9
CB014001 | Y015 | X041 | Y015X041
CB014001 | Y015 | X048 | Y015X048
CB014001 | Y016 | X04Z | Y016X04Z
CB014001 | Y016 | X050 | Y016X050
CB014001 | Y016 | X052 | Y016X052
CB014001 | Y016 | X056 | Y016X056
CB014001 | Y01B | X0LJ | Y01BX0LJ
CB014001 | Y01B | X0LL | Y01BX0LL
CB014001 | Y01B | X0LM | Y01BX0LM
CB014001 | Y01B | X0LN | Y01BX0LN
CB014001 | Y02B | X007 | Y02BX007
CB014001 | Y02B | X008 | Y02BX008
CB014001 | Y02B | X0FL | Y02BX0FL
CB014001 | Y02B | X0FQ | Y02BX0FQ
CB014001 | Y02B | X0FR | Y02BX0FR
CB014001 | Y02E | X0L1 | Y02EX0L1
CB014001 | Y02F | X0KY | Y02FX0KY
CB014001 | Y02F | X0KZ | Y02FX0KZ
CB014001 | Y02F | X0L7 | Y02FX0L7
CB014001 | Y02F | X0VR | Y02FX0VR
CB014001 | Y02G | X0L0 | Y02GX0L0
CB014001 | Y02G | X0VB | Y02GX0VB
CB014001 | Y02G | X0VH | Y02GX0VH
CB014001 | Y02G | X0VS | Y02GX0VS
CB014001 | Y02G | X0VY | Y02GX0VY
CB014001 | Y02J | X0S2 | Y02JX0S2
CB014001 | Y02K | X0LW | Y02KX0LW
CB014001 | Y02M | X0FT | Y02MX0FT
CB014001 | Y02M | X0X7 | Y02MX0X7
CB014001 | Y02W | X0N4 | Y02WX0N4
CB014001 | Y02W | X0N5 | Y02WX0N5
CB014001 | Y02W | X0NA | Y02WX0NA
CB014001 | Y02W | X0NB | Y02WX0NB
CB014001 | Y03A | X0PE | Y03AX0PE
CB014001 | Y05Q | X0KU | Y05QX0KU
CB014001 | Y05Q | X0V5 | Y05QX0V5
CB014001 | Y05Q | X0VD | Y05QX0VD
CB014001 | Y05R | X0EB | Y05RX0EB
CB014001 | Y05R | X0EC | Y05RX0EC
CB014001 | Y05R | X0ED | Y05RX0ED
CB014001 | Y06J | X0WX | Y06JX0WX
CB014001 | Y06L | X0X9 | Y06LX0X9
CB014001 | Y06L | X107 | Y06LX107
CB014001 | Y07H | X0WF | Y07HX0WF
CB014001 | Y07L | X0JF | Y07LX0JF
CB014001 | Y07L | X0JG | Y07LX0JG
CB014001 | Y07T | X0RP | Y07TX0RP
CB014001 | Y07T | X0RT | Y07TX0RT
CB014001 | Y07T | X0RV | Y07TX0RV
CB014001 | Y07W | X0LZ | Y07WX0LZ
CB014001 | Y07W | X113 | Y07WX113
CB014001 | Y07W | X119 | Y07WX119
CB014001 | Y07W | X11B | Y07WX11B
CB014001 | YZZZ | XZZZ | YZZZXZZZ
CB014601 | Y002 | X0LT | Y002X0LT
CB014601 | Y002 | X0LU | Y002X0LU
CB014601 | Y002 | X0LZ | Y002X0LZ
CB014601 | Y00R | X0LK | Y00RX0LK
CB014601 | Y00R | X0W6 | Y00RX0W6
CB014601 | Y00R | X0W8 | Y00RX0W8
CB014601 | Y00R | X0W9 | Y00RX0W9
CB014601 | Y00Z | X0SX | Y00ZX0SX
CB014601 | Y010 | X0FT | Y010X0FT
CB014601 | Y011 | X0M2 | Y011X0M2
CB014601 | Y011 | X0W7 | Y011X0W7
CB014601 | Y012 | X0WB | Y012X0WB
CB014601 | Y013 | X0W6 | Y013X0W6
CB014601 | Y013 | X0W8 | Y013X0W8
CB014601 | Y013 | X0W9 | Y013X0W9
CB014601 | Y015 | X048 | Y015X048
CB014601 | Y016 | X050 | Y016X050
CB014601 | Y016 | X052 | Y016X052
CB014601 | Y016 | X056 | Y016X056
CB014601 | Y019 | X0LL | Y019X0LL
CB014601 | Y01H | X0KZ | Y01HX0KZ
CB014601 | Y02A | X0L1 | Y02AX0L1
CB014601 | Y02B | X007 | Y02BX007
CB014601 | Y02B | X008 | Y02BX008
CB014601 | Y02B | X0FK | Y02BX0FK
CB014601 | Y02B | X0FL | Y02BX0FL
CB014601 | Y02B | X0FQ | Y02BX0FQ
CB014601 | Y02B | X0FR | Y02BX0FR
CB014601 | Y02G | X0KX | Y02GX0KX
CB014601 | Y02G | X0VF | Y02GX0VF
CB014601 | Y02G | X0VT | Y02GX0VT
CB014601 | Y02G | X0VY | Y02GX0VY
CB014601 | Y02G | X0W0 | Y02GX0W0
CB014601 | Y02H | X0KY | Y02HX0KY
CB014601 | Y02J | X0S2 | Y02JX0S2
CB014601 | Y02K | X0LW | Y02KX0LW
CB014601 | Y02W | X0N4 | Y02WX0N4
CB014601 | Y02W | X0N5 | Y02WX0N5
CB014601 | Y02W | X0N6 | Y02WX0N6
CB014601 | Y02W | X0NB | Y02WX0NB
CB014601 | Y039 | X0WF | Y039X0WF
CB014601 | Y03A | X0PE | Y03AX0PE
CB014601 | Y03V | X0S0 | Y03VX0S0
CB014601 | Y03V | X0S1 | Y03VX0S1
CB014601 | Y05Q | X0V5 | Y05QX0V5
CB014601 | Y05Q | X0VC | Y05QX0VC
CB014601 | Y05Q | X0VD | Y05QX0VD
CB014601 | Y05R | X0EB | Y05RX0EB
CB014601 | Y05R | X0EC | Y05RX0EC
CB014601 | Y05R | X0ED | Y05RX0ED
CB014601 | Y05R | X0WP | Y05RX0WP
CB014601 | Y06L | X0X9 | Y06LX0X9
CB014601 | Y06L | X107 | Y06LX107
CB014601 | Y07L | X0JF | Y07LX0JF
CB014601 | Y07L | X0JG | Y07LX0JG
CB014601 | Y07T | X0RP | Y07TX0RP
CB014601 | Y07T | X0RT | Y07TX0RT
CB014601 | Y07T | X0RV | Y07TX0RV
CB014601 | Y07W | X113 | Y07WX113
CB014601 | Y07W | X118 | Y07WX118
CB014601 | Y07W | X11C | Y07WX11C
CB014601 | YZZZ | XZZZ | YZZZXZZZ
CB019901 | Y002 | X0LS | Y002X0LS
CB019901 | Y002 | X0LU | Y002X0LU
CB019901 | Y002 | X0LZ | Y002X0LZ
CB019901 | Y00R | X0W6 | Y00RX0W6
CB019901 | Y00Z | X0SX | Y00ZX0SX
CB019901 | Y010 | X0FT | Y010X0FT
CB019901 | Y011 | X0W7 | Y011X0W7
CB019901 | Y011 | X0W9 | Y011X0W9
CB019901 | Y012 | X0WB | Y012X0WB
CB019901 | Y013 | X0W6 | Y013X0W6
CB019901 | Y015 | X042 | Y015X042
CB019901 | Y015 | X047 | Y015X047
CB019901 | Y016 | X050 | Y016X050
CB019901 | Y016 | X052 | Y016X052
CB019901 | Y016 | X056 | Y016X056
CB019901 | Y02B | X007 | Y02BX007
CB019901 | Y02B | X008 | Y02BX008
CB019901 | Y02B | X0FL | Y02BX0FL
CB019901 | Y02B | X0FQ | Y02BX0FQ
CB019901 | Y02B | X0FR | Y02BX0FR
CB019901 | Y02C | X0SY | Y02CX0SY
CB019901 | Y02D | X0S4 | Y02DX0S4
CB019901 | Y02E | X0L1 | Y02EX0L1
CB019901 | Y02F | X0L3 | Y02FX0L3
CB019901 | Y02F | X0L7 | Y02FX0L7
CB019901 | Y02F | X0L8 | Y02FX0L8
CB019901 | Y02G | X0KT | Y02GX0KT
CB019901 | Y02G | X0KV | Y02GX0KV
CB019901 | Y02G | X0S8 | Y02GX0S8
CB019901 | Y02G | X0VG | Y02GX0VG
CB019901 | Y02G | X0VQ | Y02GX0VQ
CB019901 | Y02G | X0VY | Y02GX0VY
CB019901 | Y02G | X0W0 | Y02GX0W0
CB019901 | Y02M | X0X7 | Y02MX0X7
CB019901 | Y02M | X102 | Y02MX102
CB019901 | Y02W | X0MW | Y02WX0MW
CB019901 | Y02W | X0MX | Y02WX0MX
CB019901 | Y02W | X0MZ | Y02WX0MZ
CB019901 | Y02W | X0N2 | Y02WX0N2
CB019901 | Y039 | X0PA | Y039X0PA
CB019901 | Y039 | X0PC | Y039X0PC
CB019901 | Y039 | X0WE | Y039X0WE
CB019901 | Y03A | X0PE | Y03AX0PE
CB019901 | Y03L | X0KQ | Y03LX0KQ
CB019901 | Y03L | X0KS | Y03LX0KS
CB019901 | Y03V | X0S6 | Y03VX0S6
CB019901 | Y03X | X0PB | Y03XX0PB
CB019901 | Y05Q | X0KU | Y05QX0KU
CB019901 | Y05Q | X0L0 | Y05QX0L0
CB019901 | Y05Q | X0V5 | Y05QX0V5
CB019901 | Y05Q | X0VD | Y05QX0VD
CB019901 | Y05R | X0EF | Y05RX0EF
CB019901 | Y05R | X0EG | Y05RX0EG
CB019901 | Y06J | X0MY | Y06JX0MY
CB019901 | Y06J | X0N0 | Y06JX0N0
CB019901 | Y06J | X0XT | Y06JX0XT
CB019901 | Y06L | X0X9 | Y06LX0X9
CB019901 | Y07H | X0WF | Y07HX0WF
CB019901 | Y07L | X0JF | Y07LX0JF
CB019901 | Y07L | X0JG | Y07LX0JG
CB019901 | Y07T | X0RP | Y07TX0RP
CB019901 | Y07T | X0RT | Y07TX0RT
CB019901 | Y07T | X0RV | Y07TX0RV
CB019901 | Y07W | X0P0 | Y07WX0P0
CB019901 | Y07W | X0P2 | Y07WX0P2
CB019901 | Y07W | X111 | Y07WX111
CB019901 | Y07W | X113 | Y07WX113
CB019901 | Y07W | X114 | Y07WX114
CB019901 | Y07W | X11A | Y07WX11A
CB019901 | Y07W | X11D | Y07WX11D
CB019901 | YZZZ | XZZZ | YZZZXZZZ
CB019902 | Y018 | X065 | Y018X065
CB019902 | Y018 | X123 | Y018X123
CB019902 | Y018 | X125 | Y018X125
CB019902 | Y019 | X124 | Y019X124
CB019902 | Y06V | X0FU | Y06VX0FU
CB019902 | Y06V | X0RL | Y06VX0RL
CB019902 | Y06V | X0W3 | Y06VX0W3
CB019902 | Y06V | X0X2 | Y06VX0X2
CB019902 | Y06V | X0X5 | Y06VX0X5
CB019902 | Y06V | X0X6 | Y06VX0X6
CB019902 | Y06V | X10N | Y06VX10N
CB020702 | Y000 | X04N | Y000X04N
CB020702 | Y002 | X00C | Y002X00C
CB020702 | Y002 | X00E | Y002X00E
CB020702 | Y00W | X0NK | Y00WX0NK
CB020702 | Y00W | X0NL | Y00WX0NL
CB020702 | Y00W | X0NM | Y00WX0NM
CB020702 | Y00W | X0NT | Y00WX0NT
CB020702 | Y017 | X04C | Y017X04C
CB020702 | Y017 | X058 | Y017X058
CB020702 | Y018 | X0D3 | Y018X0D3
CB020702 | Y018 | X123 | Y018X123
CB020702 | Y018 | X125 | Y018X125
CB020702 | Y019 | X124 | Y019X124
CB020702 | Y01F | X049 | Y01FX049
CB020702 | Y01F | X06W | Y01FX06W
CB020702 | Y01G | X04P | Y01GX04P
CB020702 | Y01H | X04G | Y01HX04G
CB020702 | Y02B | X0FG | Y02BX0FG
CB020702 | Y02B | X0FH | Y02BX0FH
CB020702 | Y02B | X0FN | Y02BX0FN
CB020702 | Y02D | X04T | Y02DX04T
CB020702 | Y02F | X04B | Y02FX04B
CB020702 | Y02F | X0FM | Y02FX0FM
CB020702 | Y02F | X0W0 | Y02FX0W0
CB020702 | Y02F | X0Y7 | Y02FX0Y7
CB020702 | Y02F | X110 | Y02FX110
CB020702 | Y02G | X0VP | Y02GX0VP
CB020702 | Y02G | X0W2 | Y02GX0W2
CB020702 | Y02G | X0W3 | Y02GX0W3
CB020702 | Y02J | X0Y6 | Y02JX0Y6
CB020702 | Y02M | X0NV | Y02MX0NV
CB020702 | Y02X | X0NN | Y02XX0NN
CB020702 | Y03R | X0NR | Y03RX0NR
CB020702 | Y03Y | X0NS | Y03YX0NS
CB020702 | Y05R | X0WL | Y05RX0WL
CB020702 | Y05R | X0WN | Y05RX0WN
CB020702 | Y05R | X11V | Y05RX11V
CB020702 | Y06U | X062 | Y06UX062
CB020702 | Y071 | X0JZ | Y071X0JZ
CB020702 | Y07G | X0NW | Y07GX0NW
CB020702 | Y07L | X0JE | Y07LX0JE
CB020702 | Y07L | X0JF | Y07LX0JF
CB020702 | Y07L | X0JK | Y07LX0JK
CB020702 | Y07L | X0NV | Y07LX0NV
CB020702 | Y07X | X12Q | Y07XX12Q
CB020702 | YZZZ | XZZZ | YZZZXZZZ
CB020703 | Y002 | X00H | Y002X00H
CB020703 | Y00X | X0DP | Y00XX0DP
CB020703 | Y017 | X058 | Y017X058
CB020703 | Y018 | X064 | Y018X064
CB020703 | Y018 | X0D3 | Y018X0D3
CB020703 | Y018 | X125 | Y018X125
CB020703 | Y019 | X124 | Y019X124
CB020703 | Y01F | X0EZ | Y01FX0EZ
CB020703 | Y01F | X0WZ | Y01FX0WZ
CB020703 | Y01G | X04P | Y01GX04P
CB020703 | Y01H | X04K | Y01HX04K
CB020703 | Y01R | X0JH | Y01RX0JH
CB020703 | Y01Z | X0D2 | Y01ZX0D2
CB020703 | Y02B | X0FG | Y02BX0FG
CB020703 | Y02B | X0FH | Y02BX0FH
CB020703 | Y02B | X0FM | Y02BX0FM
CB020703 | Y02B | X0FN | Y02BX0FN
CB020703 | Y02D | X04M | Y02DX04M
CB020703 | Y02D | X04T | Y02DX04T
CB020703 | Y02F | X04B | Y02FX04B
CB020703 | Y02F | X0VU | Y02FX0VU
CB020703 | Y02F | X0W0 | Y02FX0W0
CB020703 | Y02F | X0Y7 | Y02FX0Y7
CB020703 | Y02G | X0VL | Y02GX0VL
CB020703 | Y02G | X0W1 | Y02GX0W1
CB020703 | Y02G | X0W3 | Y02GX0W3
CB020703 | Y02M | X0NV | Y02MX0NV
CB020703 | Y02V | X0VW | Y02VX0VW
CB020703 | Y03V | X0RZ | Y03VX0RZ
CB020703 | Y03V | X0S3 | Y03VX0S3
CB020703 | Y05Q | X0VJ | Y05QX0VJ
CB020703 | Y05R | X0WK | Y05RX0WK
CB020703 | Y05R | X0WL | Y05RX0WL
CB020703 | Y05R | X0WM | Y05RX0WM
CB020703 | Y05R | X0WN | Y05RX0WN
CB020703 | Y05R | X11V | Y05RX11V
CB020703 | Y06R | X00J | Y06RX00J
CB020703 | Y071 | X0JD | Y071X0JD
CB020703 | Y074 | X0JK | Y074X0JK
CB020703 | Y077 | X0DP | Y077X0DP
CB020703 | Y07G | X0NW | Y07GX0NW
CB020703 | Y07L | X0JF | Y07LX0JF
CB020703 | Y07L | X0JG | Y07LX0JG
CB020703 | Y07L | X0JJ | Y07LX0JJ
CB020703 | Y07L | X0NU | Y07LX0NU
CB020703 | Y07L | X0NV | Y07LX0NV
CB020703 | Y07X | X12Q | Y07XX12Q
CB020703 | YZZZ | XZZZ | YZZZXZZZ
CB020704 | Y002 | X00H | Y002X00H
CB020704 | Y00W | X0NL | Y00WX0NL
CB020704 | Y00W | X0NM | Y00WX0NM
CB020704 | Y00W | X0NQ | Y00WX0NQ
CB020704 | Y00X | X0DQ | Y00XX0DQ
CB020704 | Y017 | X058 | Y017X058
CB020704 | Y018 | X064 | Y018X064
CB020704 | Y018 | X0D3 | Y018X0D3
CB020704 | Y018 | X125 | Y018X125
CB020704 | Y019 | X124 | Y019X124
CB020704 | Y01F | X0EZ | Y01FX0EZ
CB020704 | Y01F | X0WZ | Y01FX0WZ
CB020704 | Y01G | X04P | Y01GX04P
CB020704 | Y01H | X04K | Y01HX04K
CB020704 | Y01Z | X0D2 | Y01ZX0D2
CB020704 | Y02B | X0FG | Y02BX0FG
CB020704 | Y02B | X0FH | Y02BX0FH
CB020704 | Y02B | X0FM | Y02BX0FM
CB020704 | Y02B | X0FN | Y02BX0FN
CB020704 | Y02D | X04M | Y02DX04M
CB020704 | Y02D | X04T | Y02DX04T
CB020704 | Y02F | X04B | Y02FX04B
CB020704 | Y02F | X0VU | Y02FX0VU
CB020704 | Y02F | X0W0 | Y02FX0W0
CB020704 | Y02F | X0Y7 | Y02FX0Y7
CB020704 | Y02G | X0VL | Y02GX0VL
CB020704 | Y02G | X0W1 | Y02GX0W1
CB020704 | Y02G | X0W3 | Y02GX0W3
CB020704 | Y02L | X10B | Y02LX10B
CB020704 | Y02M | X0NV | Y02MX0NV
CB020704 | Y02V | X0VW | Y02VX0VW
CB020704 | Y02X | X0NJ | Y02XX0NJ
CB020704 | Y02Y | X0NP | Y02YX0NP
CB020704 | Y03V | X0RZ | Y03VX0RZ
CB020704 | Y03V | X0S3 | Y03VX0S3
CB020704 | Y05Q | X0VJ | Y05QX0VJ
CB020704 | Y05R | X0WK | Y05RX0WK
CB020704 | Y05R | X0WL | Y05RX0WL
CB020704 | Y05R | X0WM | Y05RX0WM
CB020704 | Y05R | X0WN | Y05RX0WN
CB020704 | Y05R | X11V | Y05RX11V
CB020704 | Y06R | X00J | Y06RX00J
CB020704 | Y071 | X0JD | Y071X0JD
CB020704 | Y077 | X0DQ | Y077X0DQ
CB020704 | Y07G | X0NW | Y07GX0NW
CB020704 | Y07L | X0JE | Y07LX0JE
CB020704 | Y07L | X0JF | Y07LX0JF
CB020704 | Y07L | X0JK | Y07LX0JK
CB020704 | Y07L | X0NU | Y07LX0NU
CB020704 | Y07L | X0NV | Y07LX0NV
CB020704 | Y07X | X12Q | Y07XX12Q
CB020704 | YZZZ | XZZZ | YZZZXZZZ
CB021501 | Y002 | X0M1 | Y002X0M1
CB021501 | Y018 | X064 | Y018X064
CB021501 | Y018 | X0D3 | Y018X0D3
CB021501 | Y018 | X125 | Y018X125
CB021501 | Y019 | X124 | Y019X124
CB021501 | Y01F | X06U | Y01FX06U
CB021501 | Y01G | X04P | Y01GX04P
CB021501 | Y02B | X0FG | Y02BX0FG
CB021501 | Y02B | X0FH | Y02BX0FH
CB021501 | Y02B | X0FM | Y02BX0FM
CB021501 | Y02B | X0FN | Y02BX0FN
CB021501 | Y02D | X04M | Y02DX04M
CB021501 | Y02D | X04R | Y02DX04R
CB021501 | Y02D | X04T | Y02DX04T
CB021501 | Y02F | X04A | Y02FX04A
CB021501 | Y02F | X04B | Y02FX04B
CB021501 | Y02F | X0VK | Y02FX0VK
CB021501 | Y02F | X0VU | Y02FX0VU
CB021501 | Y02F | X0W0 | Y02FX0W0
CB021501 | Y02F | X0Y7 | Y02FX0Y7
CB021501 | Y02G | X0W1 | Y02GX0W1
CB021501 | Y02G | X0W3 | Y02GX0W3
CB021501 | Y02J | X08R | Y02JX08R
CB021501 | Y02J | X08S | Y02JX08S
CB021501 | Y02J | X0YJ | Y02JX0YJ
CB021501 | Y02M | X0NV | Y02MX0NV
CB021501 | Y05R | X0WK | Y05RX0WK
CB021501 | Y05R | X0WL | Y05RX0WL
CB021501 | Y05R | X0WM | Y05RX0WM
CB021501 | Y05R | X0WN | Y05RX0WN
CB021501 | Y071 | X0JD | Y071X0JD
CB021501 | Y07G | X0NW | Y07GX0NW
CB021501 | Y07L | X0JE | Y07LX0JE
CB021501 | Y07L | X0JF | Y07LX0JF
CB021501 | Y07L | X0JK | Y07LX0JK
CB021501 | Y07L | X0NU | Y07LX0NU
CB021501 | Y07X | X12Q | Y07XX12Q
CB021501 | YZZZ | XZZZ | YZZZXZZZ
CB021801 | Y002 | X0M1 | Y002X0M1
CB021801 | Y00X | X0DQ | Y00XX0DQ
CB021801 | Y00X | X0WG | Y00XX0WG
CB021801 | Y017 | X058 | Y017X058
CB021801 | Y018 | X064 | Y018X064
CB021801 | Y018 | X0D3 | Y018X0D3
CB021801 | Y018 | X125 | Y018X125
CB021801 | Y019 | X124 | Y019X124
CB021801 | Y01F | X06T | Y01FX06T
CB021801 | Y01G | X04P | Y01GX04P
CB021801 | Y01U | X04L | Y01UX04L
CB021801 | Y02B | X0FG | Y02BX0FG
CB021801 | Y02B | X0FH | Y02BX0FH
CB021801 | Y02B | X0FM | Y02BX0FM
CB021801 | Y02B | X0FN | Y02BX0FN
CB021801 | Y02D | X04M | Y02DX04M
CB021801 | Y02D | X04Q | Y02DX04Q
CB021801 | Y02D | X04T | Y02DX04T
CB021801 | Y02E | X04B | Y02EX04B
CB021801 | Y02F | X0VU | Y02FX0VU
CB021801 | Y02F | X0W0 | Y02FX0W0
CB021801 | Y02F | X0Y7 | Y02FX0Y7
CB021801 | Y02G | X04D | Y02GX04D
CB021801 | Y02G | X0W1 | Y02GX0W1
CB021801 | Y02G | X0W3 | Y02GX0W3
CB021801 | Y02J | X08S | Y02JX08S
CB021801 | Y02M | X0NV | Y02MX0NV
CB021801 | Y02V | X0XZ | Y02VX0XZ
CB021801 | Y05R | X0WK | Y05RX0WK
CB021801 | Y05R | X0WL | Y05RX0WL
CB021801 | Y05R | X0WM | Y05RX0WM
CB021801 | Y05R | X0WN | Y05RX0WN
CB021801 | Y05R | X11V | Y05RX11V
CB021801 | Y071 | X0JD | Y071X0JD
CB021801 | Y077 | X0DQ | Y077X0DQ
CB021801 | Y077 | X0WG | Y077X0WG
CB021801 | Y07G | X0NW | Y07GX0NW
CB021801 | Y07L | X0JF | Y07LX0JF
CB021801 | Y07L | X0JG | Y07LX0JG
CB021801 | Y07L | X0JK | Y07LX0JK
CB021801 | Y07L | X0NU | Y07LX0NU
CB021801 | Y07X | X12Q | Y07XX12Q
CB021801 | YZZZ | XZZZ | YZZZXZZZ
CB029901 | Y002 | X0M1 | Y002X0M1
CB029901 | Y00X | X0DQ | Y00XX0DQ
CB029901 | Y017 | X058 | Y017X058
CB029901 | Y018 | X064 | Y018X064
CB029901 | Y018 | X0D3 | Y018X0D3
CB029901 | Y018 | X125 | Y018X125
CB029901 | Y019 | X124 | Y019X124
CB029901 | Y01F | X06T | Y01FX06T
CB029901 | Y01G | X04P | Y01GX04P
CB029901 | Y01U | X04L | Y01UX04L
CB029901 | Y02B | X0FG | Y02BX0FG
CB029901 | Y02B | X0FH | Y02BX0FH
CB029901 | Y02B | X0FM | Y02BX0FM
CB029901 | Y02B | X0FN | Y02BX0FN
CB029901 | Y02D | X04F | Y02DX04F
CB029901 | Y02D | X04M | Y02DX04M
CB029901 | Y02D | X04Q | Y02DX04Q
CB029901 | Y02D | X04T | Y02DX04T
CB029901 | Y02E | X04B | Y02EX04B
CB029901 | Y02F | X0VU | Y02FX0VU
CB029901 | Y02F | X0W0 | Y02FX0W0
CB029901 | Y02F | X0Y7 | Y02FX0Y7
CB029901 | Y02G | X04D | Y02GX04D
CB029901 | Y02G | X0W1 | Y02GX0W1
CB029901 | Y02G | X0W3 | Y02GX0W3
CB029901 | Y02J | X08R | Y02JX08R
CB029901 | Y02J | X08S | Y02JX08S
CB029901 | Y02M | X0NV | Y02MX0NV
CB029901 | Y05R | X0WK | Y05RX0WK
CB029901 | Y05R | X0WL | Y05RX0WL
CB029901 | Y05R | X0WM | Y05RX0WM
CB029901 | Y05R | X0WN | Y05RX0WN
CB029901 | Y05R | X11V | Y05RX11V
CB029901 | Y071 | X0JD | Y071X0JD
CB029901 | Y077 | X0DQ | Y077X0DQ
CB029901 | Y07G | X0NW | Y07GX0NW
CB029901 | Y07L | X0JF | Y07LX0JF
CB029901 | Y07L | X0JG | Y07LX0JG
CB029901 | Y07L | X0JK | Y07LX0JK
CB029901 | Y07L | X0NU | Y07LX0NU
CB029901 | Y07X | X12Q | Y07XX12Q
CB029901 | YZZZ | XZZZ | YZZZXZZZ
CB030101 | Y002 | X00H | Y002X00H
CB030101 | Y002 | X00K | Y002X00K
CB030101 | Y002 | X0VM | Y002X0VM
CB030101 | Y018 | X064 | Y018X064
CB030101 | Y018 | X0D3 | Y018X0D3
CB030101 | Y018 | X123 | Y018X123
CB030101 | Y018 | X125 | Y018X125
CB030101 | Y019 | X124 | Y019X124
CB030101 | Y01F | X06V | Y01FX06V
CB030101 | Y01H | X04K | Y01HX04K
CB030101 | Y01Z | X0D2 | Y01ZX0D2
CB030101 | Y02D | X04M | Y02DX04M
CB030101 | Y02D | X04T | Y02DX04T
CB030101 | Y02D | X0Y7 | Y02DX0Y7
CB030101 | Y02E | X04B | Y02EX04B
CB030101 | Y02F | X0FP | Y02FX0FP
CB030101 | Y02G | X0VU | Y02GX0VU
CB030101 | Y02G | X0W1 | Y02GX0W1
CB030101 | Y02G | X0W3 | Y02GX0W3
CB030101 | Y02L | X10G | Y02LX10G
CB030101 | Y03P | X10K | Y03PX10K
CB030101 | Y03P | X10M | Y03PX10M
CB030101 | Y03R | X10H | Y03RX10H
CB030101 | Y03R | X10J | Y03RX10J
CB030101 | Y03R | X10L | Y03RX10L
CB030101 | Y03V | X04S | Y03VX04S
CB030101 | Y03V | X04V | Y03VX04V
CB030101 | Y03V | X04X | Y03VX04X
CB030101 | Y03W | X04Y | Y03WX04Y
CB030101 | Y06R | X00J | Y06RX00J
CB030101 | Y06T | X11S | Y06TX11S
CB030101 | Y077 | X0FG | Y077X0FG
CB030101 | Y077 | X0FH | Y077X0FH
CB030101 | Y077 | X0YV | Y077X0YV
CB030101 | Y077 | X10C | Y077X10C
CB030101 | Y07G | X10D | Y07GX10D
CB030101 | Y07G | X10E | Y07GX10E
CB030101 | Y07X | X12Q | Y07XX12Q
CB030101 | YZZZ | XZZZ | YZZZXZZZ
CB030102 | Y002 | X00H | Y002X00H
CB030102 | Y002 | X0XY | Y002X0XY
CB030102 | Y002 | X11T | Y002X11T
CB030102 | Y014 | X040 | Y014X040
CB030102 | Y018 | X064 | Y018X064
CB030102 | Y018 | X0D3 | Y018X0D3
CB030102 | Y018 | X123 | Y018X123
CB030102 | Y018 | X125 | Y018X125
CB030102 | Y019 | X124 | Y019X124
CB030102 | Y01F | X0RK | Y01FX0RK
CB030102 | Y01H | X04K | Y01HX04K
CB030102 | Y01S | X0VN | Y01SX0VN
CB030102 | Y02D | X04M | Y02DX04M
CB030102 | Y02D | X04T | Y02DX04T
CB030102 | Y02D | X0Y7 | Y02DX0Y7
CB030102 | Y02E | X04B | Y02EX04B
CB030102 | Y02F | X0FP | Y02FX0FP
CB030102 | Y02G | X0VU | Y02GX0VU
CB030102 | Y02G | X0W1 | Y02GX0W1
CB030102 | Y02G | X0W3 | Y02GX0W3
CB030102 | Y02L | X10G | Y02LX10G
CB030102 | Y03P | X10K | Y03PX10K
CB030102 | Y03P | X10M | Y03PX10M
CB030102 | Y03R | X10H | Y03RX10H
CB030102 | Y03R | X10J | Y03RX10J
CB030102 | Y03R | X10L | Y03RX10L
CB030102 | Y03V | X04V | Y03VX04V
CB030102 | Y05Q | X0V8 | Y05QX0V8
CB030102 | Y06R | X00J | Y06RX00J
CB030102 | Y077 | X0FG | Y077X0FG
CB030102 | Y077 | X0FH | Y077X0FH
CB030102 | Y077 | X0YV | Y077X0YV
CB030102 | Y077 | X10C | Y077X10C
CB030102 | Y07G | X10D | Y07GX10D
CB030102 | Y07G | X10E | Y07GX10E
CB030102 | Y07X | X12Q | Y07XX12Q
CB030102 | YZZZ | XZZZ | YZZZXZZZ
CB030103 | Y002 | X00D | Y002X00D
CB030103 | Y00R | X0FE | Y00RX0FE
CB030103 | Y00R | X0FF | Y00RX0FF
CB030103 | Y00S | X0FF | Y00SX0FF
CB030103 | Y012 | X03R | Y012X03R
CB030103 | Y012 | X0FD | Y012X0FD
CB030103 | Y012 | X0WC | Y012X0WC
CB030103 | Y013 | X03R | Y013X03R
CB030103 | Y013 | X0FD | Y013X0FD
CB030103 | Y014 | X03S | Y014X03S
CB030103 | Y014 | X03T | Y014X03T
CB030103 | Y01S | X0YN | Y01SX0YN
CB030103 | Y02B | X0FG | Y02BX0FG
CB030103 | Y02D | X0S4 | Y02DX0S4
CB030103 | Y02E | X0KR | Y02EX0KR
CB030103 | Y02G | X0VX | Y02GX0VX
CB030103 | Y02G | X0W1 | Y02GX0W1
CB030103 | Y02H | X0KY | Y02HX0KY
CB030103 | Y02H | X0VZ | Y02HX0VZ
CB030103 | Y02L | X0CF | Y02LX0CF
CB030103 | Y02W | X0MX | Y02WX0MX
CB030103 | Y039 | X0A0 | Y039X0A0
CB030103 | Y03A | X0PF | Y03AX0PF
CB030103 | Y03P | X0CG | Y03PX0CG
CB030103 | Y03P | X0CH | Y03PX0CH
CB030103 | Y03V | X0L4 | Y03VX0L4
CB030103 | Y05Q | X0V4 | Y05QX0V4
CB030103 | Y05Q | X0VD | Y05QX0VD
CB030103 | Y06K | X0FH | Y06KX0FH
CB030103 | Y077 | X0CG | Y077X0CG
CB030103 | Y077 | X0CH | Y077X0CH
CB030103 | Y07H | X0G1 | Y07HX0G1
CB030103 | Y07T | X0RQ | Y07TX0RQ
CB030103 | Y07T | X0RT | Y07TX0RT
CB030103 | Y07W | X115 | Y07WX115
CB030103 | Y07W | X116 | Y07WX116
CB030103 | YZZZ | XZZZ | YZZZXZZZ
CB030104 | Y002 | X00D | Y002X00D
CB030104 | Y00R | X0FE | Y00RX0FE
CB030104 | Y00R | X0FF | Y00RX0FF
CB030104 | Y00S | X0FF | Y00SX0FF
CB030104 | Y012 | X03R | Y012X03R
CB030104 | Y012 | X0FD | Y012X0FD
CB030104 | Y012 | X0WC | Y012X0WC
CB030104 | Y013 | X03R | Y013X03R
CB030104 | Y013 | X0FD | Y013X0FD
CB030104 | Y014 | X03S | Y014X03S
CB030104 | Y014 | X03T | Y014X03T
CB030104 | Y01S | X0YN | Y01SX0YN
CB030104 | Y02B | X0FG | Y02BX0FG
CB030104 | Y02D | X0S4 | Y02DX0S4
CB030104 | Y02E | X0KR | Y02EX0KR
CB030104 | Y02G | X0VX | Y02GX0VX
CB030104 | Y02G | X0W1 | Y02GX0W1
CB030104 | Y02H | X0KY | Y02HX0KY
CB030104 | Y02H | X0L5 | Y02HX0L5
CB030104 | Y02H | X0VZ | Y02HX0VZ
CB030104 | Y02L | X0CF | Y02LX0CF
CB030104 | Y02W | X0MX | Y02WX0MX
CB030104 | Y039 | X0A0 | Y039X0A0
CB030104 | Y03A | X0PF | Y03AX0PF
CB030104 | Y03P | X0CG | Y03PX0CG
CB030104 | Y03P | X0CH | Y03PX0CH
CB030104 | Y03V | X0L4 | Y03VX0L4
CB030104 | Y05Q | X0V4 | Y05QX0V4
CB030104 | Y05Q | X0V6 | Y05QX0V6
CB030104 | Y05Q | X0VD | Y05QX0VD
CB030104 | Y06K | X0FH | Y06KX0FH
CB030104 | Y077 | X0CG | Y077X0CG
CB030104 | Y077 | X0CH | Y077X0CH
CB030104 | Y07H | X0G1 | Y07HX0G1
CB030104 | Y07T | X0RQ | Y07TX0RQ
CB030104 | Y07T | X0RT | Y07TX0RT
CB030104 | Y07W | X115 | Y07WX115
CB030104 | Y07W | X116 | Y07WX116
CB030104 | Y07W | X117 | Y07WX117
CB030104 | YZZZ | XZZZ | YZZZXZZZ
CB031001 | Y002 | X00S | Y002X00S
CB031001 | Y00R | X0FE | Y00RX0FE
CB031001 | Y00R | X0FF | Y00RX0FF
CB031001 | Y00S | X0FF | Y00SX0FF
CB031001 | Y012 | X03R | Y012X03R
CB031001 | Y012 | X0FD | Y012X0FD
CB031001 | Y012 | X0FG | Y012X0FG
CB031001 | Y012 | X0FH | Y012X0FH
CB031001 | Y012 | X0WD | Y012X0WD
CB031001 | Y013 | X03R | Y013X03R
CB031001 | Y013 | X0FD | Y013X0FD
CB031001 | Y013 | X0FG | Y013X0FG
CB031001 | Y013 | X0FH | Y013X0FH
CB031001 | Y014 | X03S | Y014X03S
CB031001 | Y014 | X03T | Y014X03T
CB031001 | Y014 | X0V4 | Y014X0V4
CB031001 | Y02D | X0S7 | Y02DX0S7
CB031001 | Y02F | X0KR | Y02FX0KR
CB031001 | Y02G | X0VX | Y02GX0VX
CB031001 | Y02G | X0W1 | Y02GX0W1
CB031001 | Y02H | X0KY | Y02HX0KY
CB031001 | Y02H | X0VZ | Y02HX0VZ
CB031001 | Y02L | X0CF | Y02LX0CF
CB031001 | Y02W | X0NB | Y02WX0NB
CB031001 | Y02W | X0ND | Y02WX0ND
CB031001 | Y03A | X0PF | Y03AX0PF
CB031001 | Y03P | X0CG | Y03PX0CG
CB031001 | Y03P | X0CH | Y03PX0CH
CB031001 | Y03P | X0CL | Y03PX0CL
CB031001 | Y03V | X0L4 | Y03VX0L4
CB031001 | Y05Q | X0VD | Y05QX0VD
CB031001 | Y077 | X0CG | Y077X0CG
CB031001 | Y077 | X0CH | Y077X0CH
CB031001 | Y07H | X0G1 | Y07HX0G1
CB031001 | Y07T | X0RQ | Y07TX0RQ
CB031001 | Y07T | X0RT | Y07TX0RT
CB031001 | Y07W | X115 | Y07WX115
CB031001 | Y07W | X116 | Y07WX116
CB031001 | Y07W | X117 | Y07WX117
CB031001 | YZZZ | XZZZ | YZZZXZZZ
CB032301 | Y002 | X00H | Y002X00H
CB032301 | Y002 | X11T | Y002X11T
CB032301 | Y014 | X040 | Y014X040
CB032301 | Y018 | X064 | Y018X064
CB032301 | Y018 | X0D3 | Y018X0D3
CB032301 | Y018 | X123 | Y018X123
CB032301 | Y018 | X125 | Y018X125
CB032301 | Y019 | X124 | Y019X124
CB032301 | Y01F | X0RK | Y01FX0RK
CB032301 | Y01H | X04K | Y01HX04K
CB032301 | Y01S | X0VN | Y01SX0VN
CB032301 | Y02D | X04M | Y02DX04M
CB032301 | Y02D | X04T | Y02DX04T
CB032301 | Y02D | X0Y7 | Y02DX0Y7
CB032301 | Y02E | X04B | Y02EX04B
CB032301 | Y02F | X0FP | Y02FX0FP
CB032301 | Y02G | X0VU | Y02GX0VU
CB032301 | Y02G | X0W1 | Y02GX0W1
CB032301 | Y02G | X0W3 | Y02GX0W3
CB032301 | Y02L | X10G | Y02LX10G
CB032301 | Y03P | X10K | Y03PX10K
CB032301 | Y03P | X10M | Y03PX10M
CB032301 | Y03R | X10H | Y03RX10H
CB032301 | Y03R | X10J | Y03RX10J
CB032301 | Y03R | X10L | Y03RX10L
CB032301 | Y03V | X04V | Y03VX04V
CB032301 | Y05Q | X0V8 | Y05QX0V8
CB032301 | Y06R | X00J | Y06RX00J
CB032301 | Y077 | X0FG | Y077X0FG
CB032301 | Y077 | X0FH | Y077X0FH
CB032301 | Y077 | X0YV | Y077X0YV
CB032301 | Y077 | X10C | Y077X10C
CB032301 | Y07G | X10D | Y07GX10D
CB032301 | Y07G | X10E | Y07GX10E
CB032301 | Y07X | X12Q | Y07XX12Q
CB032301 | YZZZ | XZZZ | YZZZXZZZ
CB033301 | Y002 | X00H | Y002X00H
CB033301 | Y002 | X11T | Y002X11T
CB033301 | Y014 | X040 | Y014X040
CB033301 | Y018 | X064 | Y018X064
CB033301 | Y018 | X0D3 | Y018X0D3
CB033301 | Y018 | X123 | Y018X123
CB033301 | Y018 | X125 | Y018X125
CB033301 | Y019 | X124 | Y019X124
CB033301 | Y01F | X0RK | Y01FX0RK
CB033301 | Y01H | X04K | Y01HX04K
CB033301 | Y01S | X0VN | Y01SX0VN
CB033301 | Y01S | X10J | Y01SX10J
CB033301 | Y02D | X04M | Y02DX04M
CB033301 | Y02D | X04T | Y02DX04T
CB033301 | Y02D | X0Y7 | Y02DX0Y7
CB033301 | Y02E | X04B | Y02EX04B
CB033301 | Y02F | X0FP | Y02FX0FP
CB033301 | Y02G | X0VU | Y02GX0VU
CB033301 | Y02G | X0W1 | Y02GX0W1
CB033301 | Y02G | X0W3 | Y02GX0W3
CB033301 | Y02L | X10G | Y02LX10G
CB033301 | Y03P | X10K | Y03PX10K
CB033301 | Y03P | X10M | Y03PX10M
CB033301 | Y03R | X10H | Y03RX10H
CB033301 | Y03R | X10L | Y03RX10L
CB033301 | Y03V | X04V | Y03VX04V
CB033301 | Y05Q | X0V8 | Y05QX0V8
CB033301 | Y06R | X00J | Y06RX00J
CB033301 | Y077 | X0FG | Y077X0FG
CB033301 | Y077 | X0FH | Y077X0FH
CB033301 | Y077 | X0YV | Y077X0YV
CB033301 | Y077 | X10C | Y077X10C
CB033301 | Y07G | X10D | Y07GX10D
CB033301 | Y07G | X10E | Y07GX10E
CB033301 | Y07X | X12Q | Y07XX12Q
CB033301 | YZZZ | XZZZ | YZZZXZZZ
CB034501 | Y002 | X00H | Y002X00H
CB034501 | Y014 | X040 | Y014X040
CB034501 | Y018 | X0D3 | Y018X0D3
CB034501 | Y018 | X123 | Y018X123
CB034501 | Y018 | X125 | Y018X125
CB034501 | Y019 | X124 | Y019X124
CB034501 | Y01F | X0RK | Y01FX0RK
CB034501 | Y01H | X04K | Y01HX04K
CB034501 | Y01P | X10F | Y01PX10F
CB034501 | Y02D | X04M | Y02DX04M
CB034501 | Y02D | X04T | Y02DX04T
CB034501 | Y02D | X0Y7 | Y02DX0Y7
CB034501 | Y02E | X04B | Y02EX04B
CB034501 | Y02F | X0FP | Y02FX0FP
CB034501 | Y02G | X0VU | Y02GX0VU
CB034501 | Y02G | X0W1 | Y02GX0W1
CB034501 | Y02G | X0W3 | Y02GX0W3
CB034501 | Y02L | X10G | Y02LX10G
CB034501 | Y03P | X10K | Y03PX10K
CB034501 | Y03P | X10M | Y03PX10M
CB034501 | Y03R | X10H | Y03RX10H
CB034501 | Y03R | X10J | Y03RX10J
CB034501 | Y03R | X10L | Y03RX10L
CB034501 | Y03V | X04V | Y03VX04V
CB034501 | Y06R | X00J | Y06RX00J
CB034501 | Y077 | X0FG | Y077X0FG
CB034501 | Y077 | X0FH | Y077X0FH
CB034501 | Y077 | X0YV | Y077X0YV
CB034501 | Y077 | X10C | Y077X10C
CB034501 | Y07G | X10D | Y07GX10D
CB034501 | Y07G | X10E | Y07GX10E
CB034501 | Y07X | X12Q | Y07XX12Q
CB034501 | YZZZ | XZZZ | YZZZXZZZ
CB034502 | Y002 | X00H | Y002X00H
CB034502 | Y002 | X11T | Y002X11T
CB034502 | Y014 | X040 | Y014X040
CB034502 | Y018 | X064 | Y018X064
CB034502 | Y018 | X0D3 | Y018X0D3
CB034502 | Y018 | X123 | Y018X123
CB034502 | Y018 | X125 | Y018X125
CB034502 | Y019 | X124 | Y019X124
CB034502 | Y01F | X0RK | Y01FX0RK
CB034502 | Y01H | X04K | Y01HX04K
CB034502 | Y02B | X0FP | Y02BX0FP
CB034502 | Y02D | X04M | Y02DX04M
CB034502 | Y02D | X04T | Y02DX04T
CB034502 | Y02D | X0Y7 | Y02DX0Y7
CB034502 | Y02E | X04B | Y02EX04B
CB034502 | Y02G | X0VU | Y02GX0VU
CB034502 | Y02G | X0W1 | Y02GX0W1
CB034502 | Y02G | X0W3 | Y02GX0W3
CB034502 | Y02L | X10G | Y02LX10G
CB034502 | Y03P | X10K | Y03PX10K
CB034502 | Y03P | X10M | Y03PX10M
CB034502 | Y03R | X10H | Y03RX10H
CB034502 | Y03R | X10J | Y03RX10J
CB034502 | Y03R | X10L | Y03RX10L
CB034502 | Y03V | X04V | Y03VX04V
CB034502 | Y05Q | X0V8 | Y05QX0V8
CB034502 | Y06R | X00J | Y06RX00J
CB034502 | Y076 | X0YR | Y076X0YR
CB034502 | Y077 | X0FG | Y077X0FG
CB034502 | Y077 | X0FH | Y077X0FH
CB034502 | Y077 | X0YR | Y077X0YR
CB034502 | Y077 | X0YV | Y077X0YV
CB034502 | Y077 | X10C | Y077X10C
CB034502 | Y07G | X10D | Y07GX10D
CB034502 | Y07G | X10E | Y07GX10E
CB034502 | Y07X | X12Q | Y07XX12Q
CB034502 | YZZZ | XZZZ | YZZZXZZZ
CB034801 | Y002 | X00H | Y002X00H
CB034801 | Y002 | X11T | Y002X11T
CB034801 | Y014 | X040 | Y014X040
CB034801 | Y018 | X064 | Y018X064
CB034801 | Y018 | X0D3 | Y018X0D3
CB034801 | Y018 | X123 | Y018X123
CB034801 | Y018 | X125 | Y018X125
CB034801 | Y019 | X124 | Y019X124
CB034801 | Y01F | X0RK | Y01FX0RK
CB034801 | Y01H | X04K | Y01HX04K
CB034801 | Y01S | X0VN | Y01SX0VN
CB034801 | Y02D | X04M | Y02DX04M
CB034801 | Y02D | X04T | Y02DX04T
CB034801 | Y02D | X0Y7 | Y02DX0Y7
CB034801 | Y02E | X04B | Y02EX04B
CB034801 | Y02F | X0FP | Y02FX0FP
CB034801 | Y02G | X0VU | Y02GX0VU
CB034801 | Y02G | X0W1 | Y02GX0W1
CB034801 | Y02G | X0W3 | Y02GX0W3
CB034801 | Y02L | X10G | Y02LX10G
CB034801 | Y03P | X10K | Y03PX10K
CB034801 | Y03P | X10M | Y03PX10M
CB034801 | Y03R | X10H | Y03RX10H
CB034801 | Y03R | X10J | Y03RX10J
CB034801 | Y03R | X10L | Y03RX10L
CB034801 | Y03V | X04V | Y03VX04V
CB034801 | Y05Q | X0V8 | Y05QX0V8
CB034801 | Y06R | X00J | Y06RX00J
CB034801 | Y076 | X0YR | Y076X0YR
CB034801 | Y077 | X0FG | Y077X0FG
CB034801 | Y077 | X0FH | Y077X0FH
CB034801 | Y077 | X0YR | Y077X0YR
CB034801 | Y077 | X0YV | Y077X0YV
CB034801 | Y077 | X10C | Y077X10C
CB034801 | Y07G | X10D | Y07GX10D
CB034801 | Y07G | X10E | Y07GX10E
CB034801 | Y07X | X12Q | Y07XX12Q
CB034801 | YZZZ | XZZZ | YZZZXZZZ
CB035401 | Y002 | X00D | Y002X00D
CB035401 | Y00R | X0FE | Y00RX0FE
CB035401 | Y00R | X0FF | Y00RX0FF
CB035401 | Y00S | X0FF | Y00SX0FF
CB035401 | Y012 | X03R | Y012X03R
CB035401 | Y012 | X0FD | Y012X0FD
CB035401 | Y012 | X0WC | Y012X0WC
CB035401 | Y013 | X03R | Y013X03R
CB035401 | Y013 | X0FD | Y013X0FD
CB035401 | Y014 | X03S | Y014X03S
CB035401 | Y014 | X03T | Y014X03T
CB035401 | Y01S | X0YN | Y01SX0YN
CB035401 | Y02B | X0FG | Y02BX0FG
CB035401 | Y02D | X0S4 | Y02DX0S4
CB035401 | Y02E | X0KR | Y02EX0KR
CB035401 | Y02G | X0VX | Y02GX0VX
CB035401 | Y02G | X0W1 | Y02GX0W1
CB035401 | Y02H | X0KY | Y02HX0KY
CB035401 | Y02H | X0VZ | Y02HX0VZ
CB035401 | Y02L | X0CF | Y02LX0CF
CB035401 | Y02W | X0NB | Y02WX0NB
CB035401 | Y039 | X0A0 | Y039X0A0
CB035401 | Y03A | X0PF | Y03AX0PF
CB035401 | Y03P | X0CG | Y03PX0CG
CB035401 | Y03P | X0CH | Y03PX0CH
CB035401 | Y03V | X0L4 | Y03VX0L4
CB035401 | Y05Q | X0V4 | Y05QX0V4
CB035401 | Y05Q | X0VD | Y05QX0VD
CB035401 | Y06K | X0FH | Y06KX0FH
CB035401 | Y077 | X0CG | Y077X0CG
CB035401 | Y077 | X0CH | Y077X0CH
CB035401 | Y07H | X0G1 | Y07HX0G1
CB035401 | Y07T | X0RQ | Y07TX0RQ
CB035401 | Y07T | X0RT | Y07TX0RT
CB035401 | Y07W | X0P1 | Y07WX0P1
CB035401 | Y07W | X115 | Y07WX115
CB035401 | Y07W | X116 | Y07WX116
CB035401 | YZZZ | XZZZ | YZZZXZZZ
CB039901 | Y002 | X00D | Y002X00D
CB039901 | Y00R | X0FE | Y00RX0FE
CB039901 | Y00R | X0FF | Y00RX0FF
CB039901 | Y00S | X0FF | Y00SX0FF
CB039901 | Y012 | X03R | Y012X03R
CB039901 | Y012 | X0FD | Y012X0FD
CB039901 | Y012 | X0WC | Y012X0WC
CB039901 | Y013 | X03R | Y013X03R
CB039901 | Y013 | X0FD | Y013X0FD
CB039901 | Y014 | X03S | Y014X03S
CB039901 | Y014 | X03T | Y014X03T
CB039901 | Y01S | X0YN | Y01SX0YN
CB039901 | Y02B | X0FG | Y02BX0FG
CB039901 | Y02B | X0FH | Y02BX0FH
CB039901 | Y02D | X0S4 | Y02DX0S4
CB039901 | Y02E | X0KR | Y02EX0KR
CB039901 | Y02G | X0VX | Y02GX0VX
CB039901 | Y02G | X0W1 | Y02GX0W1
CB039901 | Y02H | X0KY | Y02HX0KY
CB039901 | Y02H | X0VZ | Y02HX0VZ
CB039901 | Y02L | X0CF | Y02LX0CF
CB039901 | Y02W | X0MX | Y02WX0MX
CB039901 | Y039 | X0A0 | Y039X0A0
CB039901 | Y03A | X0PF | Y03AX0PF
CB039901 | Y03P | X0CG | Y03PX0CG
CB039901 | Y03P | X0CH | Y03PX0CH
CB039901 | Y03V | X0L4 | Y03VX0L4
CB039901 | Y05Q | X0V4 | Y05QX0V4
CB039901 | Y05Q | X0VD | Y05QX0VD
CB039901 | Y06J | X0N1 | Y06JX0N1
CB039901 | Y077 | X0CG | Y077X0CG
CB039901 | Y077 | X0CH | Y077X0CH
CB039901 | Y07H | X0G1 | Y07HX0G1
CB039901 | Y07T | X0RQ | Y07TX0RQ
CB039901 | Y07T | X0RT | Y07TX0RT
CB039901 | Y07W | X0P1 | Y07WX0P1
CB039901 | Y07W | X115 | Y07WX115
CB039901 | Y07W | X116 | Y07WX116
CB039901 | Y07W | X117 | Y07WX117
CB039901 | YZZZ | XZZZ | YZZZXZZZ
CB039902 | Y002 | X00H | Y002X00H
CB039902 | Y002 | X11T | Y002X11T
CB039902 | Y014 | X040 | Y014X040
CB039902 | Y018 | X064 | Y018X064
CB039902 | Y018 | X0D3 | Y018X0D3
CB039902 | Y018 | X123 | Y018X123
CB039902 | Y018 | X125 | Y018X125
CB039902 | Y019 | X124 | Y019X124
CB039902 | Y01F | X0RK | Y01FX0RK
CB039902 | Y01H | X04K | Y01HX04K
CB039902 | Y02B | X0FP | Y02BX0FP
CB039902 | Y02D | X04M | Y02DX04M
CB039902 | Y02D | X04T | Y02DX04T
CB039902 | Y02D | X0Y7 | Y02DX0Y7
CB039902 | Y02E | X04B | Y02EX04B
CB039902 | Y02G | X0VU | Y02GX0VU
CB039902 | Y02G | X0W1 | Y02GX0W1
CB039902 | Y02G | X0W3 | Y02GX0W3
CB039902 | Y02L | X10G | Y02LX10G
CB039902 | Y03P | X10K | Y03PX10K
CB039902 | Y03P | X10M | Y03PX10M
CB039902 | Y03R | X10H | Y03RX10H
CB039902 | Y03R | X10J | Y03RX10J
CB039902 | Y03R | X10L | Y03RX10L
CB039902 | Y03V | X04V | Y03VX04V
CB039902 | Y05Q | X0V8 | Y05QX0V8
CB039902 | Y06R | X00J | Y06RX00J
CB039902 | Y076 | X0YR | Y076X0YR
CB039902 | Y077 | X0FG | Y077X0FG
CB039902 | Y077 | X0FH | Y077X0FH
CB039902 | Y077 | X0YR | Y077X0YR
CB039902 | Y077 | X0YV | Y077X0YV
CB039902 | Y077 | X10C | Y077X10C
CB039902 | Y07G | X10D | Y07GX10D
CB039902 | Y07G | X10E | Y07GX10E
CB039902 | Y07X | X12Q | Y07XX12Q
CB039902 | YZZZ | XZZZ | YZZZXZZZ
CB040104 | Y002 | X00H | Y002X00H
CB040104 | Y014 | X040 | Y014X040
CB040104 | Y018 | X064 | Y018X064
CB040104 | Y018 | X0D3 | Y018X0D3
CB040104 | Y018 | X123 | Y018X123
CB040104 | Y018 | X125 | Y018X125
CB040104 | Y019 | X124 | Y019X124
CB040104 | Y01F | X0RK | Y01FX0RK
CB040104 | Y01H | X04K | Y01HX04K
CB040104 | Y01Z | X0D2 | Y01ZX0D2
CB040104 | Y02D | X04M | Y02DX04M
CB040104 | Y02D | X04T | Y02DX04T
CB040104 | Y02D | X0Y7 | Y02DX0Y7
CB040104 | Y02E | X04B | Y02EX04B
CB040104 | Y02G | X0VU | Y02GX0VU
CB040104 | Y02G | X0W1 | Y02GX0W1
CB040104 | Y02G | X0W3 | Y02GX0W3
CB040104 | Y02L | X0NX | Y02LX0NX
CB040104 | Y03R | X0NY | Y03RX0NY
CB040104 | Y03R | X0NZ | Y03RX0NZ
CB040104 | Y03V | X04V | Y03VX04V
CB040104 | Y05Q | X0V8 | Y05QX0V8
CB040104 | Y06R | X00J | Y06RX00J
CB040104 | Y076 | X0X5 | Y076X0X5
CB040104 | Y076 | X0X6 | Y076X0X6
CB040104 | Y076 | X0YR | Y076X0YR
CB040104 | Y077 | X0X1 | Y077X0X1
CB040104 | Y077 | X0X5 | Y077X0X5
CB040104 | Y077 | X0X6 | Y077X0X6
CB040104 | Y077 | X0YR | Y077X0YR
CB040104 | Y077 | X10C | Y077X10C
CB040104 | Y07G | X10D | Y07GX10D
CB040104 | Y07G | X10E | Y07GX10E
CB040104 | Y07X | X12Q | Y07XX12Q
CB040104 | YZZZ | XZZZ | YZZZXZZZ
CB040501 | Y002 | X00D | Y002X00D
CB040501 | Y00R | X0W6 | Y00RX0W6
CB040501 | Y00R | X0W7 | Y00RX0W7
CB040501 | Y00R | X0WA | Y00RX0WA
CB040501 | Y012 | X03R | Y012X03R
CB040501 | Y012 | X0WD | Y012X0WD
CB040501 | Y013 | X03R | Y013X03R
CB040501 | Y013 | X0W6 | Y013X0W6
CB040501 | Y013 | X0WA | Y013X0WA
CB040501 | Y014 | X03S | Y014X03S
CB040501 | Y014 | X03T | Y014X03T
CB040501 | Y02D | X0S4 | Y02DX0S4
CB040501 | Y02E | X0KR | Y02EX0KR
CB040501 | Y02E | X0PF | Y02EX0PF
CB040501 | Y02F | X0L1 | Y02FX0L1
CB040501 | Y02G | X0KW | Y02GX0KW
CB040501 | Y02G | X0L0 | Y02GX0L0
CB040501 | Y02G | X0VX | Y02GX0VX
CB040501 | Y02G | X0W0 | Y02GX0W0
CB040501 | Y02G | X0W1 | Y02GX0W1
CB040501 | Y02W | X0N3 | Y02WX0N3
CB040501 | Y03V | X0L4 | Y03VX0L4
CB040501 | Y05Q | X0V4 | Y05QX0V4
CB040501 | Y05Q | X0VD | Y05QX0VD
CB040501 | Y06K | X0X0 | Y06KX0X0
CB040501 | Y06K | X0X1 | Y06KX0X1
CB040501 | Y06K | X0X5 | Y06KX0X5
CB040501 | Y077 | X0X6 | Y077X0X6
CB040501 | Y07T | X0RP | Y07TX0RP
CB040501 | Y07T | X0RR | Y07TX0RR
CB040501 | Y07T | X0RS | Y07TX0RS
CB040501 | Y07T | X0RU | Y07TX0RU
CB040501 | Y07W | X113 | Y07WX113
CB040501 | Y07W | X115 | Y07WX115
CB040501 | Y07W | X116 | Y07WX116
CB040501 | YZZZ | XZZZ | YZZZXZZZ
CB041701 | Y002 | X00D | Y002X00D
CB041701 | Y014 | X03S | Y014X03S
CB041701 | Y014 | X03T | Y014X03T
CB041701 | Y027 | X0SL | Y027X0SL
CB041701 | Y02D | X0S4 | Y02DX0S4
CB041701 | Y02F | X0KR | Y02FX0KR
CB041701 | Y02F | X0KY | Y02FX0KY
CB041701 | Y02G | X0VX | Y02GX0VX
CB041701 | Y02G | X0W1 | Y02GX0W1
CB041701 | Y02H | X0VZ | Y02HX0VZ
CB041701 | Y03V | X0L4 | Y03VX0L4
CB041701 | Y05Q | X0V4 | Y05QX0V4
CB041701 | Y05Q | X0VD | Y05QX0VD
CB041701 | Y06K | X0X3 | Y06KX0X3
CB041701 | Y06K | X0X4 | Y06KX0X4
CB041701 | Y06K | X0X5 | Y06KX0X5
CB041701 | Y077 | X0X6 | Y077X0X6
CB041701 | Y07H | X0SJ | Y07HX0SJ
CB041701 | YZZZ | XZZZ | YZZZXZZZ
CB042301 | Y002 | X00D | Y002X00D
CB042301 | Y00R | X0W6 | Y00RX0W6
CB042301 | Y00R | X0W7 | Y00RX0W7
CB042301 | Y00R | X0WA | Y00RX0WA
CB042301 | Y012 | X03R | Y012X03R
CB042301 | Y012 | X0WD | Y012X0WD
CB042301 | Y013 | X03R | Y013X03R
CB042301 | Y013 | X0W6 | Y013X0W6
CB042301 | Y013 | X0WA | Y013X0WA
CB042301 | Y014 | X03S | Y014X03S
CB042301 | Y014 | X03T | Y014X03T
CB042301 | Y02D | X0S4 | Y02DX0S4
CB042301 | Y02E | X0KR | Y02EX0KR
CB042301 | Y02G | X0VX | Y02GX0VX
CB042301 | Y02G | X0W1 | Y02GX0W1
CB042301 | Y02H | X0KY | Y02HX0KY
CB042301 | Y02H | X0W0 | Y02HX0W0
CB042301 | Y02W | X0MV | Y02WX0MV
CB042301 | Y02W | X0MX | Y02WX0MX
CB042301 | Y03A | X0PF | Y03AX0PF
CB042301 | Y03V | X0L4 | Y03VX0L4
CB042301 | Y03V | X0L6 | Y03VX0L6
CB042301 | Y05Q | X0V4 | Y05QX0V4
CB042301 | Y05Q | X0VD | Y05QX0VD
CB042301 | Y06J | X0N1 | Y06JX0N1
CB042301 | Y06K | X0X3 | Y06KX0X3
CB042301 | Y06K | X0X4 | Y06KX0X4
CB042301 | Y06K | X0X5 | Y06KX0X5
CB042301 | Y077 | X0X6 | Y077X0X6
CB042301 | Y07H | X0G1 | Y07HX0G1
CB042301 | Y07T | X0RP | Y07TX0RP
CB042301 | Y07T | X0RQ | Y07TX0RQ
CB042301 | Y07T | X0RT | Y07TX0RT
CB042301 | Y07W | X0P1 | Y07WX0P1
CB042301 | Y07W | X115 | Y07WX115
CB042301 | Y07W | X116 | Y07WX116
CB042301 | YZZZ | XZZZ | YZZZXZZZ
CB042401 | Y002 | X00D | Y002X00D
CB042401 | Y00R | X0W7 | Y00RX0W7
CB042401 | Y00R | X0WA | Y00RX0WA
CB042401 | Y00S | X0WA | Y00SX0WA
CB042401 | Y012 | X03R | Y012X03R
CB042401 | Y012 | X0W6 | Y012X0W6
CB042401 | Y012 | X0WC | Y012X0WC
CB042401 | Y013 | X03R | Y013X03R
CB042401 | Y013 | X0W6 | Y013X0W6
CB042401 | Y014 | X03S | Y014X03S
CB042401 | Y014 | X03T | Y014X03T
CB042401 | Y02D | X0S4 | Y02DX0S4
CB042401 | Y02E | X0KR | Y02EX0KR
CB042401 | Y02G | X0VX | Y02GX0VX
CB042401 | Y02G | X0W1 | Y02GX0W1
CB042401 | Y02H | X0KY | Y02HX0KY
CB042401 | Y02H | X0VZ | Y02HX0VZ
CB042401 | Y02W | X0MX | Y02WX0MX
CB042401 | Y039 | X0A0 | Y039X0A0
CB042401 | Y03A | X0PF | Y03AX0PF
CB042401 | Y03V | X0L4 | Y03VX0L4
CB042401 | Y05Q | X0V4 | Y05QX0V4
CB042401 | Y05Q | X0VD | Y05QX0VD
CB042401 | Y06K | X0X3 | Y06KX0X3
CB042401 | Y06K | X0X4 | Y06KX0X4
CB042401 | Y06K | X0X5 | Y06KX0X5
CB042401 | Y077 | X0X6 | Y077X0X6
CB042401 | Y07H | X0G1 | Y07HX0G1
CB042401 | Y07T | X0RQ | Y07TX0RQ
CB042401 | Y07T | X0RT | Y07TX0RT
CB042401 | Y07W | X0P1 | Y07WX0P1
CB042401 | Y07W | X115 | Y07WX115
CB042401 | Y07W | X116 | Y07WX116
CB042401 | YZZZ | XZZZ | YZZZXZZZ
CB042601 | Y002 | X00G | Y002X00G
CB042601 | Y002 | X00H | Y002X00H
CB042601 | Y018 | X0D3 | Y018X0D3
CB042601 | Y018 | X123 | Y018X123
CB042601 | Y018 | X125 | Y018X125
CB042601 | Y019 | X124 | Y019X124
CB042601 | Y01A | X0YB | Y01AX0YB
CB042601 | Y01P | X0T5 | Y01PX0T5
CB042601 | Y02D | X03X | Y02DX03X
CB042601 | Y02L | X0T6 | Y02LX0T6
CB042601 | Y03R | X0T7 | Y03RX0T7
CB042601 | Y03R | X0T8 | Y03RX0T8
CB042601 | Y03R | X0TD | Y03RX0TD
CB042601 | Y06R | X00J | Y06RX00J
CB042601 | Y070 | X0TC | Y070X0TC
CB042601 | Y076 | X0X5 | Y076X0X5
CB042601 | Y076 | X0X6 | Y076X0X6
CB042601 | Y077 | X03V | Y077X03V
CB042601 | Y077 | X0SZ | Y077X0SZ
CB042601 | Y077 | X0V1 | Y077X0V1
CB042601 | Y077 | X0X2 | Y077X0X2
CB042601 | Y077 | X0X5 | Y077X0X5
CB042601 | Y077 | X0X6 | Y077X0X6
CB042601 | Y07G | X0T0 | Y07GX0T0
CB042601 | Y07G | X0T1 | Y07GX0T1
CB042601 | Y07X | X12Q | Y07XX12Q
CB042601 | YZZZ | XZZZ | YZZZXZZZ
CB042602 | Y002 | X00B | Y002X00B
CB042602 | Y002 | X00D | Y002X00D
CB042602 | Y00R | X0W7 | Y00RX0W7
CB042602 | Y00R | X0WA | Y00RX0WA
CB042602 | Y012 | X03R | Y012X03R
CB042602 | Y012 | X0WD | Y012X0WD
CB042602 | Y013 | X03R | Y013X03R
CB042602 | Y013 | X0W6 | Y013X0W6
CB042602 | Y013 | X0WA | Y013X0WA
CB042602 | Y013 | X0X3 | Y013X0X3
CB042602 | Y013 | X0X4 | Y013X0X4
CB042602 | Y014 | X03S | Y014X03S
CB042602 | Y014 | X03T | Y014X03T
CB042602 | Y02D | X0S4 | Y02DX0S4
CB042602 | Y02E | X0KR | Y02EX0KR
CB042602 | Y02F | X0W0 | Y02FX0W0
CB042602 | Y02G | X0KY | Y02GX0KY
CB042602 | Y02G | X0VX | Y02GX0VX
CB042602 | Y02G | X0W1 | Y02GX0W1
CB042602 | Y02W | X0NB | Y02WX0NB
CB042602 | Y03V | X0L4 | Y03VX0L4
CB042602 | Y05Q | X0V4 | Y05QX0V4
CB042602 | Y05Q | X0VD | Y05QX0VD
CB042602 | Y06K | X0X5 | Y06KX0X5
CB042602 | Y077 | X0X6 | Y077X0X6
CB042602 | Y07H | X0G1 | Y07HX0G1
CB042602 | Y07T | X0N7 | Y07TX0N7
CB042602 | Y07T | X0RP | Y07TX0RP
CB042602 | Y07T | X0RQ | Y07TX0RQ
CB042602 | Y07T | X0RT | Y07TX0RT
CB042602 | Y07W | X0P1 | Y07WX0P1
CB042602 | Y07W | X115 | Y07WX115
CB042602 | Y07W | X116 | Y07WX116
CB042602 | YZZZ | XZZZ | YZZZXZZZ
CB042603 | Y002 | X00D | Y002X00D
CB042603 | Y014 | X03S | Y014X03S
CB042603 | Y014 | X03T | Y014X03T
CB042603 | Y01A | X0YB | Y01AX0YB
CB042603 | Y027 | X0SL | Y027X0SL
CB042603 | Y02F | X03U | Y02FX03U
CB042603 | Y02F | X03W | Y02FX03W
CB042603 | Y02G | X0VX | Y02GX0VX
CB042603 | Y02G | X0W1 | Y02GX0W1
CB042603 | Y02H | X0VZ | Y02HX0VZ
CB042603 | Y05Q | X0V4 | Y05QX0V4
CB042603 | Y05Q | X0VD | Y05QX0VD
CB042603 | Y06K | X0X3 | Y06KX0X3
CB042603 | Y06K | X0X4 | Y06KX0X4
CB042603 | Y06K | X0X5 | Y06KX0X5
CB042603 | Y077 | X0X6 | Y077X0X6
CB042603 | Y07H | X0SJ | Y07HX0SJ
CB042603 | YZZZ | XZZZ | YZZZXZZZ
CB043501 | Y002 | X00D | Y002X00D
CB043501 | Y00R | X03N | Y00RX03N
CB043501 | Y00R | X0Y5 | Y00RX0Y5
CB043501 | Y00S | X0Y5 | Y00SX0Y5
CB043501 | Y012 | X03M | Y012X03M
CB043501 | Y012 | X03R | Y012X03R
CB043501 | Y013 | X03M | Y013X03M
CB043501 | Y013 | X03R | Y013X03R
CB043501 | Y014 | X03S | Y014X03S
CB043501 | Y014 | X03T | Y014X03T
CB043501 | Y01B | X0LJ | Y01BX0LJ
CB043501 | Y01B | X0LL | Y01BX0LL
CB043501 | Y01B | X0LM | Y01BX0LM
CB043501 | Y01B | X0LN | Y01BX0LN
CB043501 | Y02D | X0S4 | Y02DX0S4
CB043501 | Y02E | X0KR | Y02EX0KR
CB043501 | Y02F | X0L1 | Y02FX0L1
CB043501 | Y02G | X0W0 | Y02GX0W0
CB043501 | Y02G | X0W1 | Y02GX0W1
CB043501 | Y03V | X0L4 | Y03VX0L4
CB043501 | Y03V | X0S5 | Y03VX0S5
CB043501 | Y05Q | X0V4 | Y05QX0V4
CB043501 | Y06K | X0X3 | Y06KX0X3
CB043501 | Y06K | X0X4 | Y06KX0X4
CB043501 | Y06K | X0X5 | Y06KX0X5
CB043501 | Y06L | X107 | Y06LX107
CB043501 | Y077 | X0X6 | Y077X0X6
CB043501 | Y07H | X00F | Y07HX00F
CB043501 | YZZZ | XZZZ | YZZZXZZZ
CB043801 | Y002 | X00D | Y002X00D
CB043801 | Y014 | X03S | Y014X03S
CB043801 | Y014 | X03T | Y014X03T
CB043801 | Y01A | X0YB | Y01AX0YB
CB043801 | Y027 | X0SL | Y027X0SL
CB043801 | Y02F | X03U | Y02FX03U
CB043801 | Y02F | X03W | Y02FX03W
CB043801 | Y02G | X0VX | Y02GX0VX
CB043801 | Y02G | X0W1 | Y02GX0W1
CB043801 | Y02H | X0VZ | Y02HX0VZ
CB043801 | Y05Q | X0V4 | Y05QX0V4
CB043801 | Y05Q | X0VD | Y05QX0VD
CB043801 | Y06K | X0X3 | Y06KX0X3
CB043801 | Y06K | X0X4 | Y06KX0X4
CB043801 | Y06K | X0X5 | Y06KX0X5
CB043801 | Y077 | X0X6 | Y077X0X6
CB043801 | Y07H | X0SJ | Y07HX0SJ
CB043801 | YZZZ | XZZZ | YZZZXZZZ
CB044101 | Y002 | X00D | Y002X00D
CB044101 | Y00R | X0W6 | Y00RX0W6
CB044101 | Y00R | X0W7 | Y00RX0W7
CB044101 | Y00R | X0WA | Y00RX0WA
CB044101 | Y00S | X0WA | Y00SX0WA
CB044101 | Y012 | X03R | Y012X03R
CB044101 | Y012 | X0WD | Y012X0WD
CB044101 | Y013 | X03R | Y013X03R
CB044101 | Y013 | X0W6 | Y013X0W6
CB044101 | Y014 | X03S | Y014X03S
CB044101 | Y014 | X03T | Y014X03T
CB044101 | Y02C | X0DR | Y02CX0DR
CB044101 | Y02D | X0S4 | Y02DX0S4
CB044101 | Y02E | X0KR | Y02EX0KR
CB044101 | Y02F | X0L1 | Y02FX0L1
CB044101 | Y02G | X0L0 | Y02GX0L0
CB044101 | Y02G | X0VX | Y02GX0VX
CB044101 | Y02G | X0W0 | Y02GX0W0
CB044101 | Y02G | X0W1 | Y02GX0W1
CB044101 | Y02W | X0MX | Y02WX0MX
CB044101 | Y03A | X0PF | Y03AX0PF
CB044101 | Y03V | X0L4 | Y03VX0L4
CB044101 | Y03V | X0S5 | Y03VX0S5
CB044101 | Y05Q | X0V4 | Y05QX0V4
CB044101 | Y05Q | X0VD | Y05QX0VD
CB044101 | Y06J | X0N1 | Y06JX0N1
CB044101 | Y06K | X0X3 | Y06KX0X3
CB044101 | Y06K | X0X4 | Y06KX0X4
CB044101 | Y06K | X0X5 | Y06KX0X5
CB044101 | Y077 | X0X6 | Y077X0X6
CB044101 | Y07H | X00F | Y07HX00F
CB044101 | Y07H | X0E6 | Y07HX0E6
CB044101 | Y07T | X0RP | Y07TX0RP
CB044101 | Y07T | X0RR | Y07TX0RR
CB044101 | Y07T | X0RS | Y07TX0RS
CB044101 | Y07T | X0RU | Y07TX0RU
CB044101 | Y07W | X113 | Y07WX113
CB044101 | Y07W | X115 | Y07WX115
CB044101 | Y07W | X116 | Y07WX116
CB044101 | YZZZ | XZZZ | YZZZXZZZ
CB044501 | Y002 | X00H | Y002X00H
CB044501 | Y014 | X040 | Y014X040
CB044501 | Y018 | X064 | Y018X064
CB044501 | Y018 | X0D3 | Y018X0D3
CB044501 | Y018 | X123 | Y018X123
CB044501 | Y018 | X125 | Y018X125
CB044501 | Y019 | X124 | Y019X124
CB044501 | Y01F | X0RK | Y01FX0RK
CB044501 | Y01H | X04K | Y01HX04K
CB044501 | Y02D | X04M | Y02DX04M
CB044501 | Y02D | X04T | Y02DX04T
CB044501 | Y02D | X0Y7 | Y02DX0Y7
CB044501 | Y02E | X04B | Y02EX04B
CB044501 | Y02G | X0VU | Y02GX0VU
CB044501 | Y02G | X0W1 | Y02GX0W1
CB044501 | Y02G | X0W3 | Y02GX0W3
CB044501 | Y03V | X04V | Y03VX04V
CB044501 | Y05Q | X0V8 | Y05QX0V8
CB044501 | Y06R | X00J | Y06RX00J
CB044501 | Y076 | X0X5 | Y076X0X5
CB044501 | Y076 | X0X6 | Y076X0X6
CB044501 | Y076 | X0YR | Y076X0YR
CB044501 | Y077 | X0X2 | Y077X0X2
CB044501 | Y077 | X0X5 | Y077X0X5
CB044501 | Y077 | X0X6 | Y077X0X6
CB044501 | Y077 | X0YR | Y077X0YR
CB044501 | Y077 | X10C | Y077X10C
CB044501 | Y07G | X10D | Y07GX10D
CB044501 | Y07G | X10E | Y07GX10E
CB044501 | Y07X | X12Q | Y07XX12Q
CB044501 | YZZZ | XZZZ | YZZZXZZZ
CB044503 | Y002 | X00D | Y002X00D
CB044503 | Y00R | X0W7 | Y00RX0W7
CB044503 | Y00R | X0WA | Y00RX0WA
CB044503 | Y00S | X0WA | Y00SX0WA
CB044503 | Y012 | X03R | Y012X03R
CB044503 | Y012 | X0W6 | Y012X0W6
CB044503 | Y012 | X0WC | Y012X0WC
CB044503 | Y013 | X03R | Y013X03R
CB044503 | Y013 | X0W6 | Y013X0W6
CB044503 | Y014 | X03S | Y014X03S
CB044503 | Y014 | X03T | Y014X03T
CB044503 | Y02D | X0S4 | Y02DX0S4
CB044503 | Y02E | X0KR | Y02EX0KR
CB044503 | Y02G | X0VX | Y02GX0VX
CB044503 | Y02G | X0W1 | Y02GX0W1
CB044503 | Y02H | X0KY | Y02HX0KY
CB044503 | Y02H | X0VZ | Y02HX0VZ
CB044503 | Y02W | X0MX | Y02WX0MX
CB044503 | Y039 | X0A0 | Y039X0A0
CB044503 | Y03A | X0PD | Y03AX0PD
CB044503 | Y03A | X0PF | Y03AX0PF
CB044503 | Y03V | X0L4 | Y03VX0L4
CB044503 | Y05Q | X0V4 | Y05QX0V4
CB044503 | Y05Q | X0VD | Y05QX0VD
CB044503 | Y06K | X0X3 | Y06KX0X3
CB044503 | Y06K | X0X4 | Y06KX0X4
CB044503 | Y06K | X0X5 | Y06KX0X5
CB044503 | Y077 | X0X6 | Y077X0X6
CB044503 | Y07H | X0G1 | Y07HX0G1
CB044503 | Y07T | X0RQ | Y07TX0RQ
CB044503 | Y07T | X0RT | Y07TX0RT
CB044503 | Y07W | X0P1 | Y07WX0P1
CB044503 | Y07W | X115 | Y07WX115
CB044503 | Y07W | X116 | Y07WX116
CB044503 | YZZZ | XZZZ | YZZZXZZZ
CB045301 | Y002 | X00S | Y002X00S
CB045301 | Y00R | X0W7 | Y00RX0W7
CB045301 | Y00R | X0WA | Y00RX0WA
CB045301 | Y00S | X0WA | Y00SX0WA
CB045301 | Y012 | X03R | Y012X03R
CB045301 | Y012 | X0W6 | Y012X0W6
CB045301 | Y012 | X0WC | Y012X0WC
CB045301 | Y013 | X03R | Y013X03R
CB045301 | Y013 | X0W6 | Y013X0W6
CB045301 | Y014 | X03S | Y014X03S
CB045301 | Y014 | X03T | Y014X03T
CB045301 | Y02D | X0S7 | Y02DX0S7
CB045301 | Y02F | X0KR | Y02FX0KR
CB045301 | Y02G | X0VX | Y02GX0VX
CB045301 | Y02G | X0W1 | Y02GX0W1
CB045301 | Y02H | X0KY | Y02HX0KY
CB045301 | Y02H | X0VZ | Y02HX0VZ
CB045301 | Y02W | X0MX | Y02WX0MX
CB045301 | Y03A | X0PF | Y03AX0PF
CB045301 | Y03V | X0L4 | Y03VX0L4
CB045301 | Y05Q | X0V4 | Y05QX0V4
CB045301 | Y05Q | X0VD | Y05QX0VD
CB045301 | Y06K | X0X3 | Y06KX0X3
CB045301 | Y06K | X0X4 | Y06KX0X4
CB045301 | Y06K | X0X5 | Y06KX0X5
CB045301 | Y077 | X0X6 | Y077X0X6
CB045301 | Y07H | X0A0 | Y07HX0A0
CB045301 | Y07H | X0G1 | Y07HX0G1
CB045301 | Y07T | X0RQ | Y07TX0RQ
CB045301 | Y07T | X0RT | Y07TX0RT
CB045301 | Y07W | X0P1 | Y07WX0P1
CB045301 | Y07W | X115 | Y07WX115
CB045301 | Y07W | X116 | Y07WX116
CB045301 | YZZZ | XZZZ | YZZZXZZZ
CB049901 | Y002 | X00S | Y002X00S
CB049901 | Y00R | X0W7 | Y00RX0W7
CB049901 | Y00R | X0WA | Y00RX0WA
CB049901 | Y00S | X0WA | Y00SX0WA
CB049901 | Y012 | X03R | Y012X03R
CB049901 | Y012 | X0W6 | Y012X0W6
CB049901 | Y012 | X0WC | Y012X0WC
CB049901 | Y013 | X03R | Y013X03R
CB049901 | Y013 | X0W6 | Y013X0W6
CB049901 | Y014 | X03S | Y014X03S
CB049901 | Y014 | X03T | Y014X03T
CB049901 | Y02D | X0S7 | Y02DX0S7
CB049901 | Y02F | X0KR | Y02FX0KR
CB049901 | Y02G | X0VX | Y02GX0VX
CB049901 | Y02G | X0W1 | Y02GX0W1
CB049901 | Y02H | X0KY | Y02HX0KY
CB049901 | Y02H | X0VZ | Y02HX0VZ
CB049901 | Y02W | X0MX | Y02WX0MX
CB049901 | Y03A | X0PF | Y03AX0PF
CB049901 | Y03V | X0L4 | Y03VX0L4
CB049901 | Y05Q | X0V4 | Y05QX0V4
CB049901 | Y05Q | X0VD | Y05QX0VD
CB049901 | Y06K | X0X3 | Y06KX0X3
CB049901 | Y06K | X0X4 | Y06KX0X4
CB049901 | Y06K | X0X5 | Y06KX0X5
CB049901 | Y077 | X0X6 | Y077X0X6
CB049901 | Y07H | X0A0 | Y07HX0A0
CB049901 | Y07H | X0G1 | Y07HX0G1
CB049901 | Y07T | X0RQ | Y07TX0RQ
CB049901 | Y07T | X0RT | Y07TX0RT
CB049901 | Y07W | X0P1 | Y07WX0P1
CB049901 | Y07W | X115 | Y07WX115
CB049901 | Y07W | X116 | Y07WX116
CB049901 | YZZZ | XZZZ | YZZZXZZZ
CB049902 | Y002 | X00D | Y002X00D
CB049902 | Y00R | X03N | Y00RX03N
CB049902 | Y00R | X0Y5 | Y00RX0Y5
CB049902 | Y00S | X0Y5 | Y00SX0Y5
CB049902 | Y012 | X03M | Y012X03M
CB049902 | Y013 | X03M | Y013X03M
CB049902 | Y014 | X03S | Y014X03S
CB049902 | Y014 | X03T | Y014X03T
CB049902 | Y01B | X0LJ | Y01BX0LJ
CB049902 | Y01B | X0LL | Y01BX0LL
CB049902 | Y01B | X0LM | Y01BX0LM
CB049902 | Y01B | X0LN | Y01BX0LN
CB049902 | Y02D | X0S4 | Y02DX0S4
CB049902 | Y02E | X0KR | Y02EX0KR
CB049902 | Y02F | X0L1 | Y02FX0L1
CB049902 | Y02G | X0W0 | Y02GX0W0
CB049902 | Y02G | X0W1 | Y02GX0W1
CB049902 | Y03V | X0L4 | Y03VX0L4
CB049902 | Y03V | X0S5 | Y03VX0S5
CB049902 | Y05Q | X0V4 | Y05QX0V4
CB049902 | Y06K | X0X3 | Y06KX0X3
CB049902 | Y06K | X0X4 | Y06KX0X4
CB049902 | Y06K | X0X5 | Y06KX0X5
CB049902 | Y06L | X107 | Y06LX107
CB049902 | Y077 | X0X6 | Y077X0X6
CB049902 | Y07H | X00F | Y07HX00F
CB049902 | YZZZ | XZZZ | YZZZXZZZ
CB049903 | Y00U | X03Y | Y00UX03Y
CB049903 | Y00V | X0V9 | Y00VX0V9
CB049903 | Y018 | X065 | Y018X065
CB049903 | Y018 | X123 | Y018X123
CB049903 | Y018 | X125 | Y018X125
CB049903 | Y019 | X124 | Y019X124
CB049903 | Y026 | X066 | Y026X066
CB049903 | Y03B | X11E | Y03BX11E
CB049903 | Y03C | X01J | Y03CX01J
CB049903 | Y03C | X01K | Y03CX01K
CB049903 | Y03C | X01L | Y03CX01L
CB049903 | Y03D | X039 | Y03DX039
CB049903 | Y03D | X0P3 | Y03DX0P3
CB049903 | Y03D | X0P4 | Y03DX0P4
CB049903 | Y03D | X0QT | Y03DX0QT
CB049903 | Y03E | X0C1 | Y03EX0C1
CB049903 | Y03F | X0QS | Y03FX0QS
CB049903 | Y03F | X0XC | Y03FX0XC
CB049903 | Y03G | X0GQ | Y03GX0GQ
CB049903 | Y03H | X10R | Y03HX10R
CB049903 | Y03J | X0XF | Y03JX0XF
CB049903 | Y03R | X0CJ | Y03RX0CJ
CB049903 | Y06J | X0WY | Y06JX0WY
CB049903 | Y06R | X03Z | Y06RX03Z
CB049903 | Y06R | X0V7 | Y06RX0V7
CB049903 | Y06R | X10P | Y06RX10P
CB049903 | Y06V | X0CJ | Y06VX0CJ
CB049903 | Y06V | X0CK | Y06VX0CK
CB049903 | Y06V | X0FU | Y06VX0FU
CB049903 | Y06V | X0RL | Y06VX0RL
CB049903 | Y06V | X0W3 | Y06VX0W3
CB049903 | Y06V | X0X2 | Y06VX0X2
CB049903 | Y06V | X0X5 | Y06VX0X5
CB049903 | Y06V | X0X6 | Y06VX0X6
CB049903 | Y06V | X10N | Y06VX10N
CB049903 | Y07X | X12Q | Y07XX12Q
CB049903 | YZZZ | XZZZ | YZZZXZZZ
CB049904 | Y002 | X00S | Y002X00S
CB049904 | Y00R | X0FE | Y00RX0FE
CB049904 | Y00R | X0FF | Y00RX0FF
CB049904 | Y00S | X0FF | Y00SX0FF
CB049904 | Y012 | X03R | Y012X03R
CB049904 | Y012 | X0FD | Y012X0FD
CB049904 | Y012 | X0WC | Y012X0WC
CB049904 | Y013 | X03R | Y013X03R
CB049904 | Y013 | X0FD | Y013X0FD
CB049904 | Y014 | X03S | Y014X03S
CB049904 | Y014 | X03T | Y014X03T
CB049904 | Y01S | X0YN | Y01SX0YN
CB049904 | Y02D | X0S4 | Y02DX0S4
CB049904 | Y02F | X0KR | Y02FX0KR
CB049904 | Y02G | X0VX | Y02GX0VX
CB049904 | Y02G | X0W1 | Y02GX0W1
CB049904 | Y02H | X0KY | Y02HX0KY
CB049904 | Y02H | X0VZ | Y02HX0VZ
CB049904 | Y02L | X0CF | Y02LX0CF
CB049904 | Y02W | X0MX | Y02WX0MX
CB049904 | Y039 | X0A0 | Y039X0A0
CB049904 | Y03A | X0PF | Y03AX0PF
CB049904 | Y03P | X0CG | Y03PX0CG
CB049904 | Y03P | X0CH | Y03PX0CH
CB049904 | Y03V | X0L4 | Y03VX0L4
CB049904 | Y05Q | X0V4 | Y05QX0V4
CB049904 | Y05Q | X0VD | Y05QX0VD
CB049904 | Y06K | X0X3 | Y06KX0X3
CB049904 | Y06K | X0X4 | Y06KX0X4
CB049904 | Y06K | X0X5 | Y06KX0X5
CB049904 | Y077 | X0CG | Y077X0CG
CB049904 | Y077 | X0CH | Y077X0CH
CB049904 | Y077 | X0X6 | Y077X0X6
CB049904 | Y07H | X0G1 | Y07HX0G1
CB049904 | Y07T | X0RQ | Y07TX0RQ
CB049904 | Y07T | X0RT | Y07TX0RT
CB049904 | Y07W | X0P1 | Y07WX0P1
CB049904 | Y07W | X115 | Y07WX115
CB049904 | Y07W | X116 | Y07WX116
CB049905 | Y00U | X03Y | Y00UX03Y
CB049905 | Y00V | X0V9 | Y00VX0V9
CB049905 | Y018 | X065 | Y018X065
CB049905 | Y018 | X123 | Y018X123
CB049905 | Y018 | X125 | Y018X125
CB049905 | Y019 | X124 | Y019X124
CB049905 | Y026 | X066 | Y026X066
CB049905 | Y03B | X11E | Y03BX11E
CB049905 | Y03C | X01J | Y03CX01J
CB049905 | Y03C | X01K | Y03CX01K
CB049905 | Y03C | X01L | Y03CX01L
CB049905 | Y03D | X039 | Y03DX039
CB049905 | Y03D | X0P3 | Y03DX0P3
CB049905 | Y03D | X0P4 | Y03DX0P4
CB049905 | Y03D | X0QT | Y03DX0QT
CB049905 | Y03E | X0C1 | Y03EX0C1
CB049905 | Y03F | X0QS | Y03FX0QS
CB049905 | Y03F | X0XC | Y03FX0XC
CB049905 | Y03G | X0GQ | Y03GX0GQ
CB049905 | Y03H | X10R | Y03HX10R
CB049905 | Y03J | X0XF | Y03JX0XF
CB049905 | Y03R | X0CJ | Y03RX0CJ
CB049905 | Y06J | X0WY | Y06JX0WY
CB049905 | Y06R | X03Z | Y06RX03Z
CB049905 | Y06R | X0V7 | Y06RX0V7
CB049905 | Y06R | X10P | Y06RX10P
CB049905 | Y06V | X0CJ | Y06VX0CJ
CB049905 | Y06V | X0CK | Y06VX0CK
CB049905 | Y06V | X0FU | Y06VX0FU
CB049905 | Y06V | X0RL | Y06VX0RL
CB049905 | Y06V | X0W3 | Y06VX0W3
CB049905 | Y06V | X0X2 | Y06VX0X2
CB049905 | Y06V | X0X5 | Y06VX0X5
CB049905 | Y06V | X0X6 | Y06VX0X6
CB049905 | Y06V | X10N | Y06VX10N
CB049905 | Y07X | X12Q | Y07XX12Q
CB049905 | YZZZ | XZZZ | YZZZXZZZ
CB054501 | Y002 | X009 | Y002X009
CB054501 | Y002 | X00H | Y002X00H
CB054501 | Y014 | X03S | Y014X03S
CB054501 | Y014 | X03T | Y014X03T
CB054501 | Y01F | X0RK | Y01FX0RK
CB054501 | Y01G | X04W | Y01GX04W
CB054501 | Y01H | X04K | Y01HX04K
CB054501 | Y01S | X0YN | Y01SX0YN
CB054501 | Y01W | X077 | Y01WX077
CB054501 | Y01W | X0YS | Y01WX0YS
CB054501 | Y01X | X02L | Y01XX02L
CB054501 | Y01X | X0MD | Y01XX0MD
CB054501 | Y02B | X0FJ | Y02BX0FJ
CB054501 | Y02B | X0YU | Y02BX0YU
CB054501 | Y02D | X04J | Y02DX04J
CB054501 | Y02D | X04M | Y02DX04M
CB054501 | Y02D | X04T | Y02DX04T
CB054501 | Y02D | X0Y7 | Y02DX0Y7
CB054501 | Y02G | X0VV | Y02GX0VV
CB054501 | Y02G | X0W1 | Y02GX0W1
CB054501 | Y02G | X0W3 | Y02GX0W3
CB054501 | Y02J | X04U | Y02JX04U
CB054501 | Y03M | X0MA | Y03MX0MA
CB054501 | Y03M | X0QP | Y03MX0QP
CB054501 | Y03P | X02K | Y03PX02K
CB054501 | Y03P | X0MC | Y03PX0MC
CB054501 | Y03P | X0MF | Y03PX0MF
CB054501 | Y03R | X02J | Y03RX02J
CB054501 | Y03R | X0M8 | Y03RX0M8
CB054501 | Y05Q | X0V4 | Y05QX0V4
CB054501 | Y05Q | X0VD | Y05QX0VD
CB054501 | Y06K | X0EE | Y06KX0EE
CB054501 | Y06R | X00A | Y06RX00A
CB054501 | Y06R | X00J | Y06RX00J
CB054501 | Y07C | X077 | Y07CX077
CB054501 | Y07C | X09V | Y07CX09V
CB054501 | YZZZ | XZZZ | YZZZXZZZ
CB054502 | Y001 | X00Q | Y001X00Q
CB054502 | Y001 | X00T | Y001X00T
CB054502 | Y014 | X03S | Y014X03S
CB054502 | Y014 | X03T | Y014X03T
CB054502 | Y014 | X0V4 | Y014X0V4
CB054502 | Y018 | X125 | Y018X125
CB054502 | Y01F | X0RK | Y01FX0RK
CB054502 | Y01G | X04W | Y01GX04W
CB054502 | Y01H | X04K | Y01HX04K
CB054502 | Y01V | X09U | Y01VX09U
CB054502 | Y01W | X0YS | Y01WX0YS
CB054502 | Y01X | X02M | Y01XX02M
CB054502 | Y01X | X0ME | Y01XX0ME
CB054502 | Y02B | X0FJ | Y02BX0FJ
CB054502 | Y02B | X0YU | Y02BX0YU
CB054502 | Y02D | X04J | Y02DX04J
CB054502 | Y02D | X04M | Y02DX04M
CB054502 | Y02D | X04T | Y02DX04T
CB054502 | Y02D | X0Y7 | Y02DX0Y7
CB054502 | Y02G | X0VV | Y02GX0VV
CB054502 | Y02G | X0W1 | Y02GX0W1
CB054502 | Y02G | X0W3 | Y02GX0W3
CB054502 | Y02J | X04U | Y02JX04U
CB054502 | Y03M | X0MB | Y03MX0MB
CB054502 | Y03M | X0QP | Y03MX0QP
CB054502 | Y03P | X02K | Y03PX02K
CB054502 | Y03P | X0CL | Y03PX0CL
CB054502 | Y03P | X0MC | Y03PX0MC
CB054502 | Y03P | X0MF | Y03PX0MF
CB054502 | Y03R | X02J | Y03RX02J
CB054502 | Y03R | X0M8 | Y03RX0M8
CB054502 | Y03W | X04Y | Y03WX04Y
CB054502 | Y05Q | X0VD | Y05QX0VD
CB054502 | Y06K | X0EE | Y06KX0EE
CB054502 | Y06R | X00R | Y06RX00R
CB054502 | Y06R | X00U | Y06RX00U
CB054502 | Y07C | X077 | Y07CX077
CB054502 | Y07C | X09V | Y07CX09V
CB054502 | Y07X | X12Q | Y07XX12Q
CB054502 | YZZZ | XZZZ | YZZZXZZZ
CB055401 | Y001 | X00Q | Y001X00Q
CB055401 | Y001 | X00T | Y001X00T
CB055401 | Y014 | X03S | Y014X03S
CB055401 | Y014 | X03T | Y014X03T
CB055401 | Y018 | X125 | Y018X125
CB055401 | Y01F | X0RK | Y01FX0RK
CB055401 | Y01G | X04W | Y01GX04W
CB055401 | Y01H | X04K | Y01HX04K
CB055401 | Y01P | X0Y2 | Y01PX0Y2
CB055401 | Y01V | X09U | Y01VX09U
CB055401 | Y01W | X0YS | Y01WX0YS
CB055401 | Y02B | X0FJ | Y02BX0FJ
CB055401 | Y02B | X0YU | Y02BX0YU
CB055401 | Y02D | X04J | Y02DX04J
CB055401 | Y02D | X04M | Y02DX04M
CB055401 | Y02D | X04T | Y02DX04T
CB055401 | Y02D | X0Y7 | Y02DX0Y7
CB055401 | Y02G | X0VV | Y02GX0VV
CB055401 | Y02G | X0W1 | Y02GX0W1
CB055401 | Y02G | X0W3 | Y02GX0W3
CB055401 | Y02J | X04U | Y02JX04U
CB055401 | Y03M | X0M9 | Y03MX0M9
CB055401 | Y03P | X02K | Y03PX02K
CB055401 | Y03P | X0CL | Y03PX0CL
CB055401 | Y03P | X0MC | Y03PX0MC
CB055401 | Y03P | X0MF | Y03PX0MF
CB055401 | Y03R | X0M8 | Y03RX0M8
CB055401 | Y03W | X04Y | Y03WX04Y
CB055401 | Y05Q | X0V4 | Y05QX0V4
CB055401 | Y05Q | X0VD | Y05QX0VD
CB055401 | Y06R | X00R | Y06RX00R
CB055401 | Y06R | X00U | Y06RX00U
CB055401 | Y07C | X077 | Y07CX077
CB055401 | Y07C | X09V | Y07CX09V
CB055401 | Y07X | X12Q | Y07XX12Q
CB055401 | YZZZ | XZZZ | YZZZXZZZ
CP010101 | Y07X | X12Q | Y07XX12Q
CP010101 | Y080 | X131 | Y080X131
CP010101 | Y081 | X132 | Y081X132
CP010101 | Y082 | X133 | Y082X133
CP010101 | YZZZ | XZZZ | YZZZXZZZ
CP019901 | Y07X | X12Q | Y07XX12Q
CP019901 | Y080 | X131 | Y080X131
CP019901 | YZZZ | XZZZ | YZZZXZZZ
CP019902 | Y07X | X12Q | Y07XX12Q
CP019902 | Y080 | X131 | Y080X131
CP019902 | YZZZ | XZZZ | YZZZXZZZ
CT029901 | Y01C | X12B | Y01CX12B
CT029901 | Y01C | X12C | Y01CX12C
CT029901 | Y01C | X12D | Y01CX12D
CT029901 | Y01C | X12G | Y01CX12G
CT029901 | Y078 | X05R | Y078X05R
CT029901 | Y07D | X12E | Y07DX12E
CT029901 | Y07X | X12Q | Y07XX12Q
CT029901 | YZZZ | XZZZ | YZZZXZZZ
CT039901 | Y01C | X08P | Y01CX08P
CT039901 | Y01C | X08Q | Y01CX08Q
CT039901 | Y01C | X11Y | Y01CX11Y
CT039901 | Y01C | X11Z | Y01CX11Z
CT039901 | Y01C | X120 | Y01CX120
CT039901 | Y01C | X126 | Y01CX126
CT039901 | Y01C | X129 | Y01CX129
CT039901 | Y01C | X12C | Y01CX12C
CT039901 | Y01C | X12F | Y01CX12F
CT039901 | Y01C | X12J | Y01CX12J
CT039901 | Y01C | X12K | Y01CX12K
CT039901 | Y01C | X12V | Y01CX12V
CT039901 | Y078 | X05R | Y078X05R
CT039901 | Y07A | X11Y | Y07AX11Y
CT039901 | Y07A | X11Z | Y07AX11Z
CT039901 | Y07A | X120 | Y07AX120
CT039901 | Y07D | X127 | Y07DX127
CT039901 | Y07E | X12A | Y07EX12A
CT039901 | Y07J | X12L | Y07JX12L
CT039901 | Y07K | X12X | Y07KX12X
CT039901 | Y07M | X08P | Y07MX08P
CT039901 | Y07M | X12J | Y07MX12J
CT039901 | Y07M | X12K | Y07MX12K
CT039901 | Y07N | X12V | Y07NX12V
CT039901 | Y07S | X12A | Y07SX12A
CT039901 | Y07X | X12Q | Y07XX12Q
CT039901 | YZZZ | XZZZ | YZZZXZZZ
DC010100 | Y00A | X000 | Y00AX000
DC010100 | Y00A | X001 | Y00AX001
DC010100 | Y00A | X067 | Y00AX067
DC010100 | Y00A | X06X | Y00AX06X
DC010100 | Y00A | X072 | Y00AX072
DC010100 | Y00A | X073 | Y00AX073
DC010100 | Y00A | X0AL | Y00AX0AL
DC010100 | Y00A | X0D4 | Y00AX0D4
DC010100 | Y00A | X0NG | Y00AX0NG
DC010100 | Y00A | X0PJ | Y00AX0PJ
DC010100 | Y00A | X0Q0 | Y00AX0Q0
DC010100 | Y00A | X0UV | Y00AX0UV
DC010100 | Y00A | X11L | Y00AX11L
DC010100 | YZZZ | XZZZ | YZZZXZZZ
DC010101 | Y00A | X000 | Y00AX000
DC010101 | Y00A | X001 | Y00AX001
DC010101 | Y00A | X067 | Y00AX067
DC010101 | Y00A | X06X | Y00AX06X
DC010101 | Y00A | X072 | Y00AX072
DC010101 | Y00A | X0D4 | Y00AX0D4
DC010101 | Y00A | X0NG | Y00AX0NG
DC010101 | Y00A | X0PJ | Y00AX0PJ
DC010101 | Y00A | X0Q0 | Y00AX0Q0
DC010101 | Y00A | X11L | Y00AX11L
DC010101 | YZZZ | XZZZ | YZZZXZZZ
DC011003 | Y005 | X01G | Y005X01G
DC011003 | Y006 | X01E | Y006X01E
DC011003 | Y006 | X01G | Y006X01G
DC011003 | Y007 | X01C | Y007X01C
DC011003 | Y007 | X01H | Y007X01H
DC011003 | Y007 | X0Y0 | Y007X0Y0
DC011003 | Y009 | X01C | Y009X01C
DC011003 | Y009 | X01E | Y009X01E
DC011003 | Y009 | X01F | Y009X01F
DC011003 | Y009 | X01G | Y009X01G
DC011003 | Y009 | X01H | Y009X01H
DC011003 | Y00A | X01D | Y00AX01D
DC011003 | Y00B | X01M | Y00BX01M
DC011003 | YZZZ | XZZZ | YZZZXZZZ
DC011004 | Y005 | X01G | Y005X01G
DC011004 | Y006 | X01E | Y006X01E
DC011004 | Y006 | X01G | Y006X01G
DC011004 | Y007 | X01C | Y007X01C
DC011004 | Y007 | X01H | Y007X01H
DC011004 | Y007 | X0Y0 | Y007X0Y0
DC011004 | Y009 | X01C | Y009X01C
DC011004 | Y009 | X01E | Y009X01E
DC011004 | Y009 | X01F | Y009X01F
DC011004 | Y009 | X01G | Y009X01G
DC011004 | Y009 | X01H | Y009X01H
DC011004 | Y00A | X01D | Y00AX01D
DC011004 | Y00B | X01M | Y00BX01M
DC011004 | YZZZ | XZZZ | YZZZXZZZ
DC021000 | Y005 | X01G | Y005X01G
DC021000 | Y006 | X01E | Y006X01E
DC021000 | Y006 | X01G | Y006X01G
DC021000 | Y007 | X01C | Y007X01C
DC021000 | Y007 | X01H | Y007X01H
DC021000 | Y007 | X0Y0 | Y007X0Y0
DC021000 | Y008 | X01F | Y008X01F
DC021000 | Y009 | X01C | Y009X01C
DC021000 | Y009 | X01E | Y009X01E
DC021000 | Y009 | X01G | Y009X01G
DC021000 | Y009 | X01H | Y009X01H
DC021000 | Y00A | X01D | Y00AX01D
DC021000 | Y00B | X01M | Y00BX01M
DC021000 | YZZZ | XZZZ | YZZZXZZZ
DC021001 | Y005 | X01G | Y005X01G
DC021001 | Y006 | X01E | Y006X01E
DC021001 | Y006 | X01G | Y006X01G
DC021001 | Y007 | X01C | Y007X01C
DC021001 | Y007 | X01H | Y007X01H
DC021001 | Y007 | X0Y0 | Y007X0Y0
DC021001 | Y008 | X01F | Y008X01F
DC021001 | Y009 | X01C | Y009X01C
DC021001 | Y009 | X01E | Y009X01E
DC021001 | Y009 | X01G | Y009X01G
DC021001 | Y009 | X01H | Y009X01H
DC021001 | Y00A | X01D | Y00AX01D
DC021001 | Y00B | X01M | Y00BX01M
DC021001 | YZZZ | XZZZ | YZZZXZZZ
DV019901 | Y083 | X134 | Y083X134
DV019901 | YZZZ | XZZZ | YZZZXZZZ
DV019902 | Y083 | X134 | Y083X134
DV019902 | YZZZ | XZZZ | YZZZXZZZ
ER010000 | Y01J | X0A4 | Y01JX0A4
ER010000 | Y01K | X031 | Y01KX031
ER010000 | Y01K | X032 | Y01KX032
ER010000 | Y01K | X0LR | Y01KX0LR
ER010000 | Y01L | X09X | Y01LX09X
ER010000 | Y01L | X09Y | Y01LX09Y
ER010000 | Y01M | X01V | Y01MX01V
ER010000 | Y01M | X0GB | Y01MX0GB
ER010000 | Y01M | X0GC | Y01MX0GC
ER010000 | Y01M | X0GD | Y01MX0GD
ER010000 | Y01N | X0AJ | Y01NX0AJ
ER010000 | Y01T | X0CS | Y01TX0CS
ER010000 | Y02Q | X0SG | Y02QX0SG
ER010000 | Y03Z | X0XV | Y03ZX0XV
ER010000 | Y03Z | X0XW | Y03ZX0XW
ER010000 | Y07B | X01W | Y07BX01W
ER010000 | Y07B | X09W | Y07BX09W
ER010000 | Y07B | X0A2 | Y07BX0A2
ER010000 | Y07B | X0A3 | Y07BX0A3
ER010000 | Y07B | X0AK | Y07BX0AK
ER010000 | Y07B | X0CQ | Y07BX0CQ
ER010000 | Y07B | X0CR | Y07BX0CR
ER010000 | Y07B | X0SF | Y07BX0SF
ER010000 | Y07B | X0SH | Y07BX0SH
ER010000 | Y07B | X0YH | Y07BX0YH
ER010000 | Y07B | X12W | Y07BX12W
ER010000 | YZZZ | XZZZ | YZZZXZZZ
OS010101 | Y08G | IEFA | Y08GIEFA
OS010101 | Y08G | MIUV | Y08GMIUV
OS010101 | Y08H | ELFA | Y08HELFA
OS010101 | Y08H | MEFA | Y08HMEFA
OS010101 | Y08I | CODH | Y08ICODH
OS010101 | Y08I | DFPK | Y08IDFPK
OS010101 | Y08J | DALE | Y08JDALE
OS010101 | Y08K | OIWO | Y08KOIWO
OS010101 | Y08M | CBDC | Y08MCBDC
OS010102 | Y08G | IEFA | Y08GIEFA
OS010102 | Y08G | MIUV | Y08GMIUV
OS010102 | Y08H | ELFA | Y08HELFA
OS010102 | Y08H | MEFA | Y08HMEFA
OS010102 | Y08I | CODH | Y08ICODH
OS010102 | Y08I | DFPK | Y08IDFPK
OS010102 | Y08J | DALE | Y08JDALE
OS010102 | Y08M | CBDC | Y08MCBDC
OS010102 | Y08N | LSTF | Y08NLSTF
OS010102 | Y08O | OEOG | Y08OOEOG
OS010103 | Y08F | SPBU | Y08FSPBU
OS010103 | Y08G | IEFA | Y08GIEFA
OS010103 | Y08G | MIUV | Y08GMIUV
OS010103 | Y08H | ELFA | Y08HELFA
OS010103 | Y08H | MEFA | Y08HMEFA
OS010103 | Y08I | CODH | Y08ICODH
OS010103 | Y08I | DFPK | Y08IDFPK
OS010103 | Y08J | DALE | Y08JDALE
OS010103 | Y08K | OIWO | Y08KOIWO
OS010103 | Y08L | BGNP | Y08LBGNP
PC010801 | Y003 | X011 | Y003X011
PC010801 | Y02P | X0KP | Y02PX0KP
PC010801 | Y034 | X11F | Y034X11F
PC010801 | Y035 | X05S | Y035X05S
PC010801 | Y035 | X05T | Y035X05T
PC010801 | Y079 | X06P | Y079X06P
PC010801 | Y07P | X00Z | Y07PX00Z
PC010801 | Y07P | X010 | Y07PX010
PC010801 | Y07P | X03A | Y07PX03A
PC010801 | Y07P | X0C9 | Y07PX0C9
PC010801 | Y07P | X0CA | Y07PX0CA
PC010801 | Y07P | X0CB | Y07PX0CB
PC010801 | Y07P | X0M7 | Y07PX0M7
PC010801 | Y07P | X0NH | Y07PX0NH
PC010801 | Y07P | X0P7 | Y07PX0P7
PC010801 | Y07P | X0PQ | Y07PX0PQ
PC010801 | Y07P | X0PR | Y07PX0PR
PC010801 | Y07P | X0PT | Y07PX0PT
PC010801 | Y07P | X0PW | Y07PX0PW
PC010801 | Y07P | X0QN | Y07PX0QN
PC010801 | Y07P | X10A | Y07PX10A
PC010801 | Y07P | X11H | Y07PX11H
PC010801 | Y07P | X12M | Y07PX12M
PC010801 | Y07P | X12N | Y07PX12N
PC010801 | Y07P | X12P | Y07PX12P
PC010801 | Y07Q | X00Z | Y07QX00Z
PC010801 | Y07Q | X01N | Y07QX01N
PC010801 | Y07Q | X03A | Y07QX03A
PC010801 | Y07Q | X03G | Y07QX03G
PC010801 | Y07Q | X03H | Y07QX03H
PC010801 | Y07Q | X0D1 | Y07QX0D1
PC010801 | Y07Q | X0KN | Y07QX0KN
PC010801 | Y07Q | X0NH | Y07QX0NH
PC010801 | Y07Q | X0P8 | Y07QX0P8
PC010801 | Y07Q | X0PW | Y07QX0PW
PC010801 | Y07Q | X0Q7 | Y07QX0Q7
PC010801 | Y07Q | X10A | Y07QX10A
PC010801 | Y07Q | X11H | Y07QX11H
PC010801 | Y07Q | X12H | Y07QX12H
PC010801 | Y07Q | X12M | Y07QX12M
PC010801 | Y07R | X0V3 | Y07RX0V3
PC010801 | Y07R | X12H | Y07RX12H
PC010801 | Y07R | X12S | Y07RX12S
PC010801 | Y07R | X12T | Y07RX12T
PC010801 | YZZZ | XZZZ | YZZZXZZZ
PC011001 | Y02P | X0KP | Y02PX0KP
PC011001 | Y034 | X11F | Y034X11F
PC011001 | Y035 | X121 | Y035X121
PC011001 | Y035 | X122 | Y035X122
PC011001 | Y079 | X06P | Y079X06P
PC011001 | Y07P | X03A | Y07PX03A
PC011001 | Y07P | X06R | Y07PX06R
PC011001 | Y07P | X06S | Y07PX06S
PC011001 | Y07P | X0CW | Y07PX0CW
PC011001 | Y07P | X0CX | Y07PX0CX
PC011001 | Y07P | X0CY | Y07PX0CY
PC011001 | Y07P | X0D6 | Y07PX0D6
PC011001 | Y07P | X0D7 | Y07PX0D7
PC011001 | Y07P | X0D8 | Y07PX0D8
PC011001 | Y07P | X0D9 | Y07PX0D9
PC011001 | Y07P | X0DA | Y07PX0DA
PC011001 | Y07P | X0DB | Y07PX0DB
PC011001 | Y07P | X0DC | Y07PX0DC
PC011001 | Y07P | X0DD | Y07PX0DD
PC011001 | Y07P | X0DE | Y07PX0DE
PC011001 | Y07P | X0DF | Y07PX0DF
PC011001 | Y07P | X0DG | Y07PX0DG
PC011001 | Y07P | X0DH | Y07PX0DH
PC011001 | Y07P | X0DJ | Y07PX0DJ
PC011001 | Y07P | X0EJ | Y07PX0EJ
PC011001 | Y07P | X0MQ | Y07PX0MQ
PC011001 | Y07P | X0PQ | Y07PX0PQ
PC011001 | Y07P | X0PR | Y07PX0PR
PC011001 | Y07P | X0PT | Y07PX0PT
PC011001 | Y07P | X0PV | Y07PX0PV
PC011001 | Y07P | X0PW | Y07PX0PW
PC011001 | Y07P | X0Q6 | Y07PX0Q6
PC011001 | Y07P | X0V2 | Y07PX0V2
PC011001 | Y07P | X0YQ | Y07PX0YQ
PC011001 | Y07P | X128 | Y07PX128
PC011001 | Y07P | X12M | Y07PX12M
PC011001 | Y07P | X12N | Y07PX12N
PC011001 | Y07P | X12P | Y07PX12P
PC011001 | Y07Q | X00P | Y07QX00P
PC011001 | Y07Q | X03A | Y07QX03A
PC011001 | Y07Q | X06R | Y07QX06R
PC011001 | Y07Q | X06S | Y07QX06S
PC011001 | Y07Q | X0CA | Y07QX0CA
PC011001 | Y07Q | X0CB | Y07QX0CB
PC011001 | Y07Q | X0CW | Y07QX0CW
PC011001 | Y07Q | X0CX | Y07QX0CX
PC011001 | Y07Q | X0CY | Y07QX0CY
PC011001 | Y07Q | X0CZ | Y07QX0CZ
PC011001 | Y07Q | X0D6 | Y07QX0D6
PC011001 | Y07Q | X0D7 | Y07QX0D7
PC011001 | Y07Q | X0D8 | Y07QX0D8
PC011001 | Y07Q | X0DA | Y07QX0DA
PC011001 | Y07Q | X0DB | Y07QX0DB
PC011001 | Y07Q | X0DD | Y07QX0DD
PC011001 | Y07Q | X0DE | Y07QX0DE
PC011001 | Y07Q | X0DG | Y07QX0DG
PC011001 | Y07Q | X0DH | Y07QX0DH
PC011001 | Y07Q | X0EJ | Y07QX0EJ
PC011001 | Y07Q | X0MQ | Y07QX0MQ
PC011001 | Y07Q | X0PW | Y07QX0PW
PC011001 | Y07Q | X0V2 | Y07QX0V2
PC011001 | Y07Q | X12H | Y07QX12H
PC011001 | Y07Q | X12M | Y07QX12M
PC011001 | Y07R | X0V3 | Y07RX0V3
PC011001 | Y07R | X12H | Y07RX12H
PC011001 | Y07R | X12S | Y07RX12S
PC011001 | Y07R | X12T | Y07RX12T
PC011001 | YZZZ | XZZZ | YZZZXZZZ
PC011901 | Y02P | X0KP | Y02PX0KP
PC011901 | Y035 | X121 | Y035X121
PC011901 | Y035 | X122 | Y035X122
PC011901 | Y07P | X03A | Y07PX03A
PC011901 | Y07P | X0M7 | Y07PX0M7
PC011901 | Y07P | X0MQ | Y07PX0MQ
PC011901 | Y07P | X0PQ | Y07PX0PQ
PC011901 | Y07P | X0PR | Y07PX0PR
PC011901 | Y07P | X12M | Y07PX12M
PC011901 | Y07P | X12N | Y07PX12N
PC011901 | Y07P | X12P | Y07PX12P
PC011901 | Y07Q | X03A | Y07QX03A
PC011901 | Y07Q | X0EN | Y07QX0EN
PC011901 | Y07Q | X0MQ | Y07QX0MQ
PC011901 | Y07Q | X0PN | Y07QX0PN
PC011901 | Y07Q | X0Q4 | Y07QX0Q4
PC011901 | Y07Q | X12H | Y07QX12H
PC011901 | Y07Q | X12M | Y07QX12M
PC011901 | Y07R | X0V3 | Y07RX0V3
PC011901 | Y07R | X12H | Y07RX12H
PC011901 | Y07R | X12S | Y07RX12S
PC011901 | YZZZ | XZZZ | YZZZXZZZ
PC011902 | Y02P | X0KP | Y02PX0KP
PC011902 | Y035 | X121 | Y035X121
PC011902 | Y035 | X122 | Y035X122
PC011902 | Y07P | X0C9 | Y07PX0C9
PC011902 | Y07P | X0CA | Y07PX0CA
PC011902 | Y07P | X0CB | Y07PX0CB
PC011902 | Y07P | X0M7 | Y07PX0M7
PC011902 | Y07P | X0PW | Y07PX0PW
PC011902 | Y07P | X12M | Y07PX12M
PC011902 | Y07P | X12N | Y07PX12N
PC011902 | Y07P | X12P | Y07PX12P
PC011902 | Y07Q | X0A1 | Y07QX0A1
PC011902 | Y07Q | X0MR | Y07QX0MR
PC011902 | Y07Q | X0PM | Y07QX0PM
PC011902 | Y07Q | X0PQ | Y07QX0PQ
PC011902 | Y07Q | X0PR | Y07QX0PR
PC011902 | Y07Q | X0PU | Y07QX0PU
PC011902 | Y07Q | X0PW | Y07QX0PW
PC011902 | Y07Q | X0RG | Y07QX0RG
PC011902 | Y07Q | X12H | Y07QX12H
PC011902 | Y07Q | X12M | Y07QX12M
PC011902 | Y07R | X0V3 | Y07RX0V3
PC011902 | Y07R | X12H | Y07RX12H
PC011902 | Y07R | X12S | Y07RX12S
PC011902 | YZZZ | XZZZ | YZZZXZZZ
PC012201 | Y02P | X0KP | Y02PX0KP
PC012201 | Y034 | X11F | Y034X11F
PC012201 | Y035 | X121 | Y035X121
PC012201 | Y035 | X122 | Y035X122
PC012201 | Y079 | X06P | Y079X06P
PC012201 | Y07P | X03A | Y07PX03A
PC012201 | Y07P | X0C9 | Y07PX0C9
PC012201 | Y07P | X0CA | Y07PX0CA
PC012201 | Y07P | X0CB | Y07PX0CB
PC012201 | Y07P | X0CW | Y07PX0CW
PC012201 | Y07P | X0CX | Y07PX0CX
PC012201 | Y07P | X0CY | Y07PX0CY
PC012201 | Y07P | X0CZ | Y07PX0CZ
PC012201 | Y07P | X0D6 | Y07PX0D6
PC012201 | Y07P | X0D7 | Y07PX0D7
PC012201 | Y07P | X0D8 | Y07PX0D8
PC012201 | Y07P | X0D9 | Y07PX0D9
PC012201 | Y07P | X0DA | Y07PX0DA
PC012201 | Y07P | X0DB | Y07PX0DB
PC012201 | Y07P | X0DC | Y07PX0DC
PC012201 | Y07P | X0DD | Y07PX0DD
PC012201 | Y07P | X0DE | Y07PX0DE
PC012201 | Y07P | X0DF | Y07PX0DF
PC012201 | Y07P | X0DG | Y07PX0DG
PC012201 | Y07P | X0DH | Y07PX0DH
PC012201 | Y07P | X0DJ | Y07PX0DJ
PC012201 | Y07P | X0EJ | Y07PX0EJ
PC012201 | Y07P | X0MQ | Y07PX0MQ
PC012201 | Y07P | X0NE | Y07PX0NE
PC012201 | Y07P | X0NF | Y07PX0NF
PC012201 | Y07P | X0PQ | Y07PX0PQ
PC012201 | Y07P | X0PR | Y07PX0PR
PC012201 | Y07P | X0PT | Y07PX0PT
PC012201 | Y07P | X0PV | Y07PX0PV
PC012201 | Y07P | X0PW | Y07PX0PW
PC012201 | Y07P | X0PZ | Y07PX0PZ
PC012201 | Y07P | X0Q6 | Y07PX0Q6
PC012201 | Y07P | X0V2 | Y07PX0V2
PC012201 | Y07P | X0YQ | Y07PX0YQ
PC012201 | Y07P | X128 | Y07PX128
PC012201 | Y07P | X12M | Y07PX12M
PC012201 | Y07P | X12N | Y07PX12N
PC012201 | Y07P | X12P | Y07PX12P
PC012201 | Y07Q | X00P | Y07QX00P
PC012201 | Y07Q | X03A | Y07QX03A
PC012201 | Y07Q | X0CW | Y07QX0CW
PC012201 | Y07Q | X0CX | Y07QX0CX
PC012201 | Y07Q | X0CY | Y07QX0CY
PC012201 | Y07Q | X0CZ | Y07QX0CZ
PC012201 | Y07Q | X0D6 | Y07QX0D6
PC012201 | Y07Q | X0D7 | Y07QX0D7
PC012201 | Y07Q | X0D8 | Y07QX0D8
PC012201 | Y07Q | X0DA | Y07QX0DA
PC012201 | Y07Q | X0DB | Y07QX0DB
PC012201 | Y07Q | X0DD | Y07QX0DD
PC012201 | Y07Q | X0DE | Y07QX0DE
PC012201 | Y07Q | X0DG | Y07QX0DG
PC012201 | Y07Q | X0DH | Y07QX0DH
PC012201 | Y07Q | X0EJ | Y07QX0EJ
PC012201 | Y07Q | X0MQ | Y07QX0MQ
PC012201 | Y07Q | X0NE | Y07QX0NE
PC012201 | Y07Q | X0PW | Y07QX0PW
PC012201 | Y07Q | X0V2 | Y07QX0V2
PC012201 | Y07Q | X12H | Y07QX12H
PC012201 | Y07Q | X12M | Y07QX12M
PC012201 | Y07R | X0V3 | Y07RX0V3
PC012201 | Y07R | X12H | Y07RX12H
PC012201 | Y07R | X12S | Y07RX12S
PC012201 | Y07R | X12T | Y07RX12T
PC012201 | YZZZ | XZZZ | YZZZXZZZ
PC012202 | Y02P | X0KP | Y02PX0KP
PC012202 | Y034 | X11F | Y034X11F
PC012202 | Y035 | X121 | Y035X121
PC012202 | Y035 | X122 | Y035X122
PC012202 | Y079 | X06P | Y079X06P
PC012202 | Y07P | X03A | Y07PX03A
PC012202 | Y07P | X075 | Y07PX075
PC012202 | Y07P | X0C9 | Y07PX0C9
PC012202 | Y07P | X0CA | Y07PX0CA
PC012202 | Y07P | X0CB | Y07PX0CB
PC012202 | Y07P | X0CW | Y07PX0CW
PC012202 | Y07P | X0CX | Y07PX0CX
PC012202 | Y07P | X0CY | Y07PX0CY
PC012202 | Y07P | X0D6 | Y07PX0D6
PC012202 | Y07P | X0D7 | Y07PX0D7
PC012202 | Y07P | X0D8 | Y07PX0D8
PC012202 | Y07P | X0D9 | Y07PX0D9
PC012202 | Y07P | X0DA | Y07PX0DA
PC012202 | Y07P | X0DB | Y07PX0DB
PC012202 | Y07P | X0DC | Y07PX0DC
PC012202 | Y07P | X0DD | Y07PX0DD
PC012202 | Y07P | X0DE | Y07PX0DE
PC012202 | Y07P | X0DF | Y07PX0DF
PC012202 | Y07P | X0DG | Y07PX0DG
PC012202 | Y07P | X0DH | Y07PX0DH
PC012202 | Y07P | X0DJ | Y07PX0DJ
PC012202 | Y07P | X0EJ | Y07PX0EJ
PC012202 | Y07P | X0NE | Y07PX0NE
PC012202 | Y07P | X0NF | Y07PX0NF
PC012202 | Y07P | X0PQ | Y07PX0PQ
PC012202 | Y07P | X0PR | Y07PX0PR
PC012202 | Y07P | X0PT | Y07PX0PT
PC012202 | Y07P | X0PV | Y07PX0PV
PC012202 | Y07P | X0PW | Y07PX0PW
PC012202 | Y07P | X0Q6 | Y07PX0Q6
PC012202 | Y07P | X0V2 | Y07PX0V2
PC012202 | Y07P | X0YQ | Y07PX0YQ
PC012202 | Y07P | X128 | Y07PX128
PC012202 | Y07P | X12M | Y07PX12M
PC012202 | Y07P | X12N | Y07PX12N
PC012202 | Y07P | X12P | Y07PX12P
PC012202 | Y07Q | X00P | Y07QX00P
PC012202 | Y07Q | X037 | Y07QX037
PC012202 | Y07Q | X03A | Y07QX03A
PC012202 | Y07Q | X0CW | Y07QX0CW
PC012202 | Y07Q | X0CX | Y07QX0CX
PC012202 | Y07Q | X0CY | Y07QX0CY
PC012202 | Y07Q | X0CZ | Y07QX0CZ
PC012202 | Y07Q | X0D6 | Y07QX0D6
PC012202 | Y07Q | X0D7 | Y07QX0D7
PC012202 | Y07Q | X0D8 | Y07QX0D8
PC012202 | Y07Q | X0DA | Y07QX0DA
PC012202 | Y07Q | X0DB | Y07QX0DB
PC012202 | Y07Q | X0DD | Y07QX0DD
PC012202 | Y07Q | X0DE | Y07QX0DE
PC012202 | Y07Q | X0DG | Y07QX0DG
PC012202 | Y07Q | X0DH | Y07QX0DH
PC012202 | Y07Q | X0EJ | Y07QX0EJ
PC012202 | Y07Q | X0NE | Y07QX0NE
PC012202 | Y07Q | X0PW | Y07QX0PW
PC012202 | Y07Q | X0V2 | Y07QX0V2
PC012202 | Y07Q | X0XA | Y07QX0XA
PC012202 | Y07Q | X12H | Y07QX12H
PC012202 | Y07Q | X12M | Y07QX12M
PC012202 | Y07R | X0V3 | Y07RX0V3
PC012202 | Y07R | X12H | Y07RX12H
PC012202 | Y07R | X12S | Y07RX12S
PC012202 | Y07R | X12T | Y07RX12T
PC012202 | Y07V | X0XD | Y07VX0XD
PC012202 | YZZZ | XZZZ | YZZZXZZZ
PC012203 | Y02P | X0KP | Y02PX0KP
PC012203 | Y034 | X11F | Y034X11F
PC012203 | Y035 | X121 | Y035X121
PC012203 | Y035 | X122 | Y035X122
PC012203 | Y07P | X03A | Y07PX03A
PC012203 | Y07P | X0C9 | Y07PX0C9
PC012203 | Y07P | X0CA | Y07PX0CA
PC012203 | Y07P | X0CB | Y07PX0CB
PC012203 | Y07P | X0MQ | Y07PX0MQ
PC012203 | Y07P | X0NE | Y07PX0NE
PC012203 | Y07P | X0NF | Y07PX0NF
PC012203 | Y07P | X0PQ | Y07PX0PQ
PC012203 | Y07P | X0PR | Y07PX0PR
PC012203 | Y07P | X0PT | Y07PX0PT
PC012203 | Y07P | X0PV | Y07PX0PV
PC012203 | Y07P | X0PW | Y07PX0PW
PC012203 | Y07P | X0PZ | Y07PX0PZ
PC012203 | Y07P | X128 | Y07PX128
PC012203 | Y07P | X12M | Y07PX12M
PC012203 | Y07P | X12N | Y07PX12N
PC012203 | Y07P | X12P | Y07PX12P
PC012203 | Y07Q | X03A | Y07QX03A
PC012203 | Y07Q | X0EN | Y07QX0EN
PC012203 | Y07Q | X0MQ | Y07QX0MQ
PC012203 | Y07Q | X0NE | Y07QX0NE
PC012203 | Y07Q | X0PN | Y07QX0PN
PC012203 | Y07Q | X0PW | Y07QX0PW
PC012203 | Y07Q | X12H | Y07QX12H
PC012203 | Y07Q | X12M | Y07QX12M
PC012203 | Y07R | X0V3 | Y07RX0V3
PC012203 | Y07R | X12H | Y07RX12H
PC012203 | Y07R | X12S | Y07RX12S
PC012203 | YZZZ | XZZZ | YZZZXZZZ
PC012204 | Y02P | X0KP | Y02PX0KP
PC012204 | Y034 | X11F | Y034X11F
PC012204 | Y035 | X121 | Y035X121
PC012204 | Y035 | X122 | Y035X122
PC012204 | Y037 | X0RF | Y037X0RF
PC012204 | Y07P | X03A | Y07PX03A
PC012204 | Y07P | X0C9 | Y07PX0C9
PC012204 | Y07P | X0CA | Y07PX0CA
PC012204 | Y07P | X0CB | Y07PX0CB
PC012204 | Y07P | X0MQ | Y07PX0MQ
PC012204 | Y07P | X0PQ | Y07PX0PQ
PC012204 | Y07P | X0PR | Y07PX0PR
PC012204 | Y07P | X0PT | Y07PX0PT
PC012204 | Y07P | X0PV | Y07PX0PV
PC012204 | Y07P | X0PW | Y07PX0PW
PC012204 | Y07P | X0PZ | Y07PX0PZ
PC012204 | Y07P | X0V2 | Y07PX0V2
PC012204 | Y07P | X128 | Y07PX128
PC012204 | Y07P | X12M | Y07PX12M
PC012204 | Y07P | X12N | Y07PX12N
PC012204 | Y07P | X12P | Y07PX12P
PC012204 | Y07Q | X03A | Y07QX03A
PC012204 | Y07Q | X0A1 | Y07QX0A1
PC012204 | Y07Q | X0G5 | Y07QX0G5
PC012204 | Y07Q | X0MQ | Y07QX0MQ
PC012204 | Y07Q | X0PN | Y07QX0PN
PC012204 | Y07Q | X0PW | Y07QX0PW
PC012204 | Y07Q | X0RF | Y07QX0RF
PC012204 | Y07Q | X0V2 | Y07QX0V2
PC012204 | Y07Q | X12H | Y07QX12H
PC012204 | Y07Q | X12M | Y07QX12M
PC012204 | Y07R | X0V3 | Y07RX0V3
PC012204 | Y07R | X12H | Y07RX12H
PC012204 | Y07R | X12S | Y07RX12S
PC012204 | YZZZ | XZZZ | YZZZXZZZ
PC012205 | Y02P | X0KP | Y02PX0KP
PC012205 | Y031 | X0GE | Y031X0GE
PC012205 | Y031 | X0GF | Y031X0GF
PC012205 | Y034 | X11F | Y034X11F
PC012205 | Y035 | X121 | Y035X121
PC012205 | Y035 | X122 | Y035X122
PC012205 | Y079 | X06P | Y079X06P
PC012205 | Y07P | X0C9 | Y07PX0C9
PC012205 | Y07P | X0CA | Y07PX0CA
PC012205 | Y07P | X0CB | Y07PX0CB
PC012205 | Y07P | X0MP | Y07PX0MP
PC012205 | Y07P | X0NF | Y07PX0NF
PC012205 | Y07P | X0PQ | Y07PX0PQ
PC012205 | Y07P | X0PR | Y07PX0PR
PC012205 | Y07P | X0PT | Y07PX0PT
PC012205 | Y07P | X0PV | Y07PX0PV
PC012205 | Y07P | X0PW | Y07PX0PW
PC012205 | Y07P | X0Q2 | Y07PX0Q2
PC012205 | Y07P | X128 | Y07PX128
PC012205 | Y07P | X12M | Y07PX12M
PC012205 | Y07P | X12N | Y07PX12N
PC012205 | Y07P | X12P | Y07PX12P
PC012205 | Y07Q | X0MP | Y07QX0MP
PC012205 | Y07Q | X0PW | Y07QX0PW
PC012205 | Y07Q | X0Q1 | Y07QX0Q1
PC012205 | Y07Q | X0RB | Y07QX0RB
PC012205 | Y07Q | X105 | Y07QX105
PC012205 | Y07Q | X12H | Y07QX12H
PC012205 | Y07Q | X12M | Y07QX12M
PC012205 | Y07R | X0V3 | Y07RX0V3
PC012205 | Y07R | X12H | Y07RX12H
PC012205 | Y07R | X12S | Y07RX12S
PC012205 | Y07R | X12T | Y07RX12T
PC012205 | YZZZ | XZZZ | YZZZXZZZ
PC013601 | Y02P | X0KP | Y02PX0KP
PC013601 | Y031 | X0GE | Y031X0GE
PC013601 | Y031 | X0GF | Y031X0GF
PC013601 | Y034 | X11F | Y034X11F
PC013601 | Y035 | X121 | Y035X121
PC013601 | Y035 | X122 | Y035X122
PC013601 | Y079 | X06P | Y079X06P
PC013601 | Y07P | X0C9 | Y07PX0C9
PC013601 | Y07P | X0CA | Y07PX0CA
PC013601 | Y07P | X0CB | Y07PX0CB
PC013601 | Y07P | X0MP | Y07PX0MP
PC013601 | Y07P | X0NF | Y07PX0NF
PC013601 | Y07P | X0PQ | Y07PX0PQ
PC013601 | Y07P | X0PR | Y07PX0PR
PC013601 | Y07P | X0PT | Y07PX0PT
PC013601 | Y07P | X0PV | Y07PX0PV
PC013601 | Y07P | X0PW | Y07PX0PW
PC013601 | Y07P | X0Q2 | Y07PX0Q2
PC013601 | Y07P | X128 | Y07PX128
PC013601 | Y07P | X12M | Y07PX12M
PC013601 | Y07P | X12N | Y07PX12N
PC013601 | Y07P | X12P | Y07PX12P
PC013601 | Y07Q | X0MP | Y07QX0MP
PC013601 | Y07Q | X0PW | Y07QX0PW
PC013601 | Y07Q | X0Q1 | Y07QX0Q1
PC013601 | Y07Q | X0RB | Y07QX0RB
PC013601 | Y07Q | X105 | Y07QX105
PC013601 | Y07Q | X12H | Y07QX12H
PC013601 | Y07Q | X12M | Y07QX12M
PC013601 | Y07R | X0V3 | Y07RX0V3
PC013601 | Y07R | X12H | Y07RX12H
PC013601 | Y07R | X12S | Y07RX12S
PC013601 | Y07R | X12T | Y07RX12T
PC013601 | YZZZ | XZZZ | YZZZXZZZ
PC014001 | Y02P | X0KP | Y02PX0KP
PC014001 | Y034 | X11F | Y034X11F
PC014001 | Y035 | X121 | Y035X121
PC014001 | Y035 | X122 | Y035X122
PC014001 | Y079 | X06P | Y079X06P
PC014001 | Y07P | X03A | Y07PX03A
PC014001 | Y07P | X0C9 | Y07PX0C9
PC014001 | Y07P | X0CA | Y07PX0CA
PC014001 | Y07P | X0CB | Y07PX0CB
PC014001 | Y07P | X0CW | Y07PX0CW
PC014001 | Y07P | X0CX | Y07PX0CX
PC014001 | Y07P | X0CY | Y07PX0CY
PC014001 | Y07P | X0CZ | Y07PX0CZ
PC014001 | Y07P | X0D6 | Y07PX0D6
PC014001 | Y07P | X0D7 | Y07PX0D7
PC014001 | Y07P | X0D8 | Y07PX0D8
PC014001 | Y07P | X0D9 | Y07PX0D9
PC014001 | Y07P | X0DA | Y07PX0DA
PC014001 | Y07P | X0DB | Y07PX0DB
PC014001 | Y07P | X0DC | Y07PX0DC
PC014001 | Y07P | X0DD | Y07PX0DD
PC014001 | Y07P | X0DE | Y07PX0DE
PC014001 | Y07P | X0DF | Y07PX0DF
PC014001 | Y07P | X0DG | Y07PX0DG
PC014001 | Y07P | X0DH | Y07PX0DH
PC014001 | Y07P | X0DJ | Y07PX0DJ
PC014001 | Y07P | X0EJ | Y07PX0EJ
PC014001 | Y07P | X0MQ | Y07PX0MQ
PC014001 | Y07P | X0NE | Y07PX0NE
PC014001 | Y07P | X0NF | Y07PX0NF
PC014001 | Y07P | X0PQ | Y07PX0PQ
PC014001 | Y07P | X0PR | Y07PX0PR
PC014001 | Y07P | X0PT | Y07PX0PT
PC014001 | Y07P | X0PV | Y07PX0PV
PC014001 | Y07P | X0PW | Y07PX0PW
PC014001 | Y07P | X0PZ | Y07PX0PZ
PC014001 | Y07P | X0Q6 | Y07PX0Q6
PC014001 | Y07P | X0V2 | Y07PX0V2
PC014001 | Y07P | X0YQ | Y07PX0YQ
PC014001 | Y07P | X128 | Y07PX128
PC014001 | Y07P | X12M | Y07PX12M
PC014001 | Y07P | X12N | Y07PX12N
PC014001 | Y07P | X12P | Y07PX12P
PC014001 | Y07Q | X03A | Y07QX03A
PC014001 | Y07Q | X0CW | Y07QX0CW
PC014001 | Y07Q | X0CX | Y07QX0CX
PC014001 | Y07Q | X0CY | Y07QX0CY
PC014001 | Y07Q | X0CZ | Y07QX0CZ
PC014001 | Y07Q | X0D6 | Y07QX0D6
PC014001 | Y07Q | X0D7 | Y07QX0D7
PC014001 | Y07Q | X0D8 | Y07QX0D8
PC014001 | Y07Q | X0DA | Y07QX0DA
PC014001 | Y07Q | X0DB | Y07QX0DB
PC014001 | Y07Q | X0DD | Y07QX0DD
PC014001 | Y07Q | X0DE | Y07QX0DE
PC014001 | Y07Q | X0DG | Y07QX0DG
PC014001 | Y07Q | X0DH | Y07QX0DH
PC014001 | Y07Q | X0EJ | Y07QX0EJ
PC014001 | Y07Q | X0MQ | Y07QX0MQ
PC014001 | Y07Q | X0NE | Y07QX0NE
PC014001 | Y07Q | X0PW | Y07QX0PW
PC014001 | Y07Q | X0Q9 | Y07QX0Q9
PC014001 | Y07Q | X0V2 | Y07QX0V2
PC014001 | Y07Q | X12H | Y07QX12H
PC014001 | Y07Q | X12M | Y07QX12M
PC014001 | Y07R | X0V3 | Y07RX0V3
PC014001 | Y07R | X12H | Y07RX12H
PC014001 | Y07R | X12S | Y07RX12S
PC014001 | Y07R | X12T | Y07RX12T
PC014001 | YZZZ | XZZZ | YZZZXZZZ
PC014002 | Y02P | X0KP | Y02PX0KP
PC014002 | Y034 | X11F | Y034X11F
PC014002 | Y035 | X121 | Y035X121
PC014002 | Y035 | X122 | Y035X122
PC014002 | Y037 | X0RF | Y037X0RF
PC014002 | Y079 | X06P | Y079X06P
PC014002 | Y07P | X03A | Y07PX03A
PC014002 | Y07P | X0C9 | Y07PX0C9
PC014002 | Y07P | X0CA | Y07PX0CA
PC014002 | Y07P | X0CB | Y07PX0CB
PC014002 | Y07P | X0MQ | Y07PX0MQ
PC014002 | Y07P | X0NE | Y07PX0NE
PC014002 | Y07P | X0NF | Y07PX0NF
PC014002 | Y07P | X0PQ | Y07PX0PQ
PC014002 | Y07P | X0PR | Y07PX0PR
PC014002 | Y07P | X0PT | Y07PX0PT
PC014002 | Y07P | X0PV | Y07PX0PV
PC014002 | Y07P | X0PW | Y07PX0PW
PC014002 | Y07P | X128 | Y07PX128
PC014002 | Y07P | X12M | Y07PX12M
PC014002 | Y07P | X12N | Y07PX12N
PC014002 | Y07P | X12P | Y07PX12P
PC014002 | Y07Q | X01N | Y07QX01N
PC014002 | Y07Q | X03A | Y07QX03A
PC014002 | Y07Q | X0D0 | Y07QX0D0
PC014002 | Y07Q | X0D1 | Y07QX0D1
PC014002 | Y07Q | X0KM | Y07QX0KM
PC014002 | Y07Q | X0KN | Y07QX0KN
PC014002 | Y07Q | X0MQ | Y07QX0MQ
PC014002 | Y07Q | X0NE | Y07QX0NE
PC014002 | Y07Q | X0PW | Y07QX0PW
PC014002 | Y07Q | X0V2 | Y07QX0V2
PC014002 | Y07Q | X105 | Y07QX105
PC014002 | Y07Q | X12H | Y07QX12H
PC014002 | Y07Q | X12M | Y07QX12M
PC014002 | Y07R | X0V3 | Y07RX0V3
PC014002 | Y07R | X12H | Y07RX12H
PC014002 | Y07R | X12S | Y07RX12S
PC014002 | Y07R | X12T | Y07RX12T
PC014002 | YZZZ | XZZZ | YZZZXZZZ
PC014003 | Y035 | X121 | Y035X121
PC014003 | Y035 | X122 | Y035X122
PC014003 | Y07P | X01U | Y07PX01U
PC014003 | Y07P | X05X | Y07PX05X
PC014003 | Y07P | X05Y | Y07PX05Y
PC014003 | Y07P | X0C9 | Y07PX0C9
PC014003 | Y07P | X0CA | Y07PX0CA
PC014003 | Y07P | X0CB | Y07PX0CB
PC014003 | Y07P | X0PQ | Y07PX0PQ
PC014003 | Y07P | X0PR | Y07PX0PR
PC014003 | Y07P | X0PT | Y07PX0PT
PC014003 | Y07P | X0PW | Y07PX0PW
PC014003 | Y07P | X128 | Y07PX128
PC014003 | Y07P | X12M | Y07PX12M
PC014003 | Y07P | X12N | Y07PX12N
PC014003 | Y07P | X12P | Y07PX12P
PC014003 | Y07Q | X00P | Y07QX00P
PC014003 | Y07Q | X076 | Y07QX076
PC014003 | Y07Q | X0EK | Y07QX0EK
PC014003 | Y07Q | X0EN | Y07QX0EN
PC014003 | Y07Q | X0G4 | Y07QX0G4
PC014003 | Y07Q | X0PN | Y07QX0PN
PC014003 | Y07Q | X0PW | Y07QX0PW
PC014003 | Y07Q | X0RY | Y07QX0RY
PC014003 | Y07Q | X12M | Y07QX12M
PC014003 | YZZZ | XZZZ | YZZZXZZZ
PC019901 | Y02P | X0KP | Y02PX0KP
PC019901 | Y034 | X11F | Y034X11F
PC019901 | Y035 | X121 | Y035X121
PC019901 | Y035 | X122 | Y035X122
PC019901 | Y079 | X06P | Y079X06P
PC019901 | Y07P | X03A | Y07PX03A
PC019901 | Y07P | X0C9 | Y07PX0C9
PC019901 | Y07P | X0CA | Y07PX0CA
PC019901 | Y07P | X0CB | Y07PX0CB
PC019901 | Y07P | X0CW | Y07PX0CW
PC019901 | Y07P | X0CX | Y07PX0CX
PC019901 | Y07P | X0CY | Y07PX0CY
PC019901 | Y07P | X0D6 | Y07PX0D6
PC019901 | Y07P | X0D7 | Y07PX0D7
PC019901 | Y07P | X0D8 | Y07PX0D8
PC019901 | Y07P | X0D9 | Y07PX0D9
PC019901 | Y07P | X0DA | Y07PX0DA
PC019901 | Y07P | X0DB | Y07PX0DB
PC019901 | Y07P | X0DC | Y07PX0DC
PC019901 | Y07P | X0DD | Y07PX0DD
PC019901 | Y07P | X0DE | Y07PX0DE
PC019901 | Y07P | X0DF | Y07PX0DF
PC019901 | Y07P | X0DG | Y07PX0DG
PC019901 | Y07P | X0DH | Y07PX0DH
PC019901 | Y07P | X0DJ | Y07PX0DJ
PC019901 | Y07P | X0EJ | Y07PX0EJ
PC019901 | Y07P | X0MQ | Y07PX0MQ
PC019901 | Y07P | X0NE | Y07PX0NE
PC019901 | Y07P | X0NF | Y07PX0NF
PC019901 | Y07P | X0PQ | Y07PX0PQ
PC019901 | Y07P | X0PR | Y07PX0PR
PC019901 | Y07P | X0PT | Y07PX0PT
PC019901 | Y07P | X0PV | Y07PX0PV
PC019901 | Y07P | X0PW | Y07PX0PW
PC019901 | Y07P | X0PZ | Y07PX0PZ
PC019901 | Y07P | X0Q6 | Y07PX0Q6
PC019901 | Y07P | X0V2 | Y07PX0V2
PC019901 | Y07P | X0YQ | Y07PX0YQ
PC019901 | Y07P | X128 | Y07PX128
PC019901 | Y07P | X12M | Y07PX12M
PC019901 | Y07P | X12N | Y07PX12N
PC019901 | Y07P | X12P | Y07PX12P
PC019901 | Y07Q | X00P | Y07QX00P
PC019901 | Y07Q | X03A | Y07QX03A
PC019901 | Y07Q | X0CW | Y07QX0CW
PC019901 | Y07Q | X0CX | Y07QX0CX
PC019901 | Y07Q | X0CY | Y07QX0CY
PC019901 | Y07Q | X0CZ | Y07QX0CZ
PC019901 | Y07Q | X0D6 | Y07QX0D6
PC019901 | Y07Q | X0D7 | Y07QX0D7
PC019901 | Y07Q | X0D8 | Y07QX0D8
PC019901 | Y07Q | X0DA | Y07QX0DA
PC019901 | Y07Q | X0DB | Y07QX0DB
PC019901 | Y07Q | X0DD | Y07QX0DD
PC019901 | Y07Q | X0DE | Y07QX0DE
PC019901 | Y07Q | X0DG | Y07QX0DG
PC019901 | Y07Q | X0DH | Y07QX0DH
PC019901 | Y07Q | X0EJ | Y07QX0EJ
PC019901 | Y07Q | X0MQ | Y07QX0MQ
PC019901 | Y07Q | X0NE | Y07QX0NE
PC019901 | Y07Q | X0PW | Y07QX0PW
PC019901 | Y07Q | X0V2 | Y07QX0V2
PC019901 | Y07Q | X12H | Y07QX12H
PC019901 | Y07Q | X12M | Y07QX12M
PC019901 | Y07R | X0V3 | Y07RX0V3
PC019901 | Y07R | X12H | Y07RX12H
PC019901 | Y07R | X12S | Y07RX12S
PC019901 | Y07R | X12T | Y07RX12T
PC019901 | YZZZ | XZZZ | YZZZXZZZ
PC019902 | Y02P | X0KP | Y02PX0KP
PC019902 | Y034 | X11F | Y034X11F
PC019902 | Y035 | X121 | Y035X121
PC019902 | Y035 | X122 | Y035X122
PC019902 | Y07P | X03A | Y07PX03A
PC019902 | Y07P | X0C9 | Y07PX0C9
PC019902 | Y07P | X0CA | Y07PX0CA
PC019902 | Y07P | X0CB | Y07PX0CB
PC019902 | Y07P | X0MQ | Y07PX0MQ
PC019902 | Y07P | X0NE | Y07PX0NE
PC019902 | Y07P | X0NF | Y07PX0NF
PC019902 | Y07P | X0PQ | Y07PX0PQ
PC019902 | Y07P | X0PR | Y07PX0PR
PC019902 | Y07P | X0PT | Y07PX0PT
PC019902 | Y07P | X0PV | Y07PX0PV
PC019902 | Y07P | X0PW | Y07PX0PW
PC019902 | Y07P | X0PZ | Y07PX0PZ
PC019902 | Y07P | X128 | Y07PX128
PC019902 | Y07P | X12M | Y07PX12M
PC019902 | Y07P | X12N | Y07PX12N
PC019902 | Y07P | X12P | Y07PX12P
PC019902 | Y07Q | X03A | Y07QX03A
PC019902 | Y07Q | X0EN | Y07QX0EN
PC019902 | Y07Q | X0MQ | Y07QX0MQ
PC019902 | Y07Q | X0NE | Y07QX0NE
PC019902 | Y07Q | X0PN | Y07QX0PN
PC019902 | Y07Q | X0PW | Y07QX0PW
PC019902 | Y07Q | X12H | Y07QX12H
PC019902 | Y07Q | X12M | Y07QX12M
PC019902 | Y07R | X0V3 | Y07RX0V3
PC019902 | Y07R | X12H | Y07RX12H
PC019902 | Y07R | X12S | Y07RX12S
PC019902 | YZZZ | XZZZ | YZZZXZZZ
PC019903 | Y00D | X01T | Y00DX01T
PC019903 | Y00D | X06Y | Y00DX06Y
PC019903 | Y00D | X06Z | Y00DX06Z
PC019903 | Y00D | X0CP | Y00DX0CP
PC019903 | Y00D | X0FV | Y00DX0FV
PC019903 | Y00D | X0KL | Y00DX0KL
PC019903 | Y00D | X0UQ | Y00DX0UQ
PC019903 | Y00E | X01T | Y00EX01T
PC019903 | Y00H | X0UR | Y00HX0UR
PC019903 | Y00J | X0US | Y00JX0US
PC019903 | Y00J | X0UT | Y00JX0UT
PC019903 | Y00K | X0G7 | Y00KX0G7
PC019903 | Y00K | X0G8 | Y00KX0G8
PC019903 | Y00K | X0G9 | Y00KX0G9
PC019903 | Y00K | X0PK | Y00KX0PK
PC019903 | Y00K | X0PL | Y00KX0PL
PC019903 | Y00L | X0P6 | Y00LX0P6
PC019903 | Y00M | X0CM | Y00MX0CM
PC019903 | Y00M | X0CN | Y00MX0CN
PC019903 | Y00N | X0FS | Y00NX0FS
PC019903 | Y00N | X0P5 | Y00NX0P5
PC019903 | Y00N | X0XQ | Y00NX0XQ
PC019903 | Y067 | X05W | Y067X05W
PC019903 | Y06S | X0YP | Y06SX0YP
PC019903 | Y07P | X0RC | Y07PX0RC
PC019903 | Y07P | X0RD | Y07PX0RD
PC019903 | Y07P | X0RE | Y07PX0RE
PC019903 | Y07R | X0EA | Y07RX0EA
PC019903 | Y07R | X0XR | Y07RX0XR
PC019903 | Y07R | X0XS | Y07RX0XS
PC019903 | YZZZ | XZZZ | YZZZXZZZ
PC019904 | Y00K | X071 | Y00KX071
PC019904 | Y00K | X0G7 | Y00KX0G7
PC019904 | Y00K | X0G8 | Y00KX0G8
PC019904 | Y02R | X070 | Y02RX070
PC019904 | Y02R | X0CP | Y02RX0CP
PC019904 | Y02R | X0GN | Y02RX0GN
PC019904 | Y02R | X0GP | Y02RX0GP
PC019904 | Y07P | X0RC | Y07PX0RC
PC019904 | Y07P | X0RD | Y07PX0RD
PC019904 | Y07P | X0RE | Y07PX0RE
PC019904 | Y07R | X0EA | Y07RX0EA
PC019904 | Y07R | X0XR | Y07RX0XR
PC019904 | Y07R | X0XS | Y07RX0XS
PC019904 | YZZZ | XZZZ | YZZZXZZZ
PC019905 | Y00D | X06Y | Y00DX06Y
PC019905 | Y00F | X06Z | Y00FX06Z
PC019905 | Y00F | X0CP | Y00FX0CP
PC019905 | Y00F | X0FS | Y00FX0FS
PC019905 | Y00F | X0KL | Y00FX0KL
PC019905 | Y00F | X0QA | Y00FX0QA
PC019905 | Y00F | X0XQ | Y00FX0XQ
PC019905 | Y00G | X0XQ | Y00GX0XQ
PC019905 | Y00K | X0G7 | Y00KX0G7
PC019905 | Y00K | X0G8 | Y00KX0G8
PC019905 | Y00K | X0PK | Y00KX0PK
PC019905 | Y00K | X0PL | Y00KX0PL
PC019905 | Y07P | X0RC | Y07PX0RC
PC019905 | Y07P | X0RD | Y07PX0RD
PC019905 | Y07P | X0RE | Y07PX0RE
PC019905 | Y07R | X0EA | Y07RX0EA
PC019905 | Y07R | X0XR | Y07RX0XR
PC019905 | Y07R | X0XS | Y07RX0XS
PC019905 | YZZZ | XZZZ | YZZZXZZZ
PC019906 | Y02N | X0K8 | Y02NX0K8
PC019906 | Y034 | X11F | Y034X11F
PC019906 | Y07K | X0K8 | Y07KX0K8
PC019906 | Y07P | X128 | Y07PX128
PC019906 | Y07P | X12M | Y07PX12M
PC019906 | Y07P | X12N | Y07PX12N
PC019906 | Y07P | X12P | Y07PX12P
PC019906 | Y07Q | X12M | Y07QX12M
PC019906 | Y07U | X038 | Y07UX038
PC019906 | Y07U | X0D5 | Y07UX0D5
PC019906 | Y07U | X0GA | Y07UX0GA
PC019906 | Y07U | X0PP | Y07UX0PP
PC019906 | Y07U | X0PQ | Y07UX0PQ
PC019906 | Y07U | X0PR | Y07UX0PR
PC019906 | Y07U | X0YX | Y07UX0YX
PC019906 | Y07U | X10Q | Y07UX10Q
PC019906 | Y07U | X11K | Y07UX11K
PC019906 | YZZZ | XZZZ | YZZZXZZZ
PC019907 | Y02P | X0KP | Y02PX0KP
PC019907 | Y031 | X0GE | Y031X0GE
PC019907 | Y031 | X0GF | Y031X0GF
PC019907 | Y034 | X11F | Y034X11F
PC019907 | Y035 | X121 | Y035X121
PC019907 | Y035 | X122 | Y035X122
PC019907 | Y079 | X06P | Y079X06P
PC019907 | Y07P | X03A | Y07PX03A
PC019907 | Y07P | X0C9 | Y07PX0C9
PC019907 | Y07P | X0CA | Y07PX0CA
PC019907 | Y07P | X0CB | Y07PX0CB
PC019907 | Y07P | X0PQ | Y07PX0PQ
PC019907 | Y07P | X0PR | Y07PX0PR
PC019907 | Y07P | X0PT | Y07PX0PT
PC019907 | Y07P | X0PV | Y07PX0PV
PC019907 | Y07P | X128 | Y07PX128
PC019907 | Y07P | X12M | Y07PX12M
PC019907 | Y07P | X12N | Y07PX12N
PC019907 | Y07P | X12P | Y07PX12P
PC019907 | Y07Q | X03A | Y07QX03A
PC019907 | Y07Q | X0RB | Y07QX0RB
PC019907 | Y07Q | X105 | Y07QX105
PC019907 | Y07Q | X109 | Y07QX109
PC019907 | Y07Q | X12H | Y07QX12H
PC019907 | Y07Q | X12M | Y07QX12M
PC019907 | Y07R | X0V3 | Y07RX0V3
PC019907 | Y07R | X12H | Y07RX12H
PC019907 | Y07R | X12S | Y07RX12S
PC019907 | Y07R | X12T | Y07RX12T
PC019907 | YZZZ | XZZZ | YZZZXZZZ
PC022301 | Y02P | X0KP | Y02PX0KP
PC022301 | Y035 | X05S | Y035X05S
PC022301 | Y035 | X05T | Y035X05T
PC022301 | Y079 | X06P | Y079X06P
PC022301 | Y07P | X0M7 | Y07PX0M7
PC022301 | Y07P | X0PQ | Y07PX0PQ
PC022301 | Y07P | X0PR | Y07PX0PR
PC022301 | Y07P | X12P | Y07PX12P
PC022301 | Y07Q | X03F | Y07QX03F
PC022301 | Y07Q | X03G | Y07QX03G
PC022301 | Y07Q | X03H | Y07QX03H
PC022301 | Y07Q | X074 | Y07QX074
PC022301 | Y07Q | X0EQ | Y07QX0EQ
PC022301 | Y07Q | X0ER | Y07QX0ER
PC022301 | Y07Q | X0PS | Y07QX0PS
PC022301 | Y07Q | X0Q7 | Y07QX0Q7
PC022301 | Y07Q | X0YT | Y07QX0YT
PC022301 | Y07Q | X12H | Y07QX12H
PC022301 | Y07R | X0V3 | Y07RX0V3
PC022301 | Y07R | X12H | Y07RX12H
PC022301 | Y07R | X12S | Y07RX12S
PC022301 | Y07R | X12T | Y07RX12T
PC022301 | YZZZ | XZZZ | YZZZXZZZ
PC022302 | Y02P | X0KP | Y02PX0KP
PC022302 | Y035 | X121 | Y035X121
PC022302 | Y035 | X122 | Y035X122
PC022302 | Y07P | X0M7 | Y07PX0M7
PC022302 | Y07P | X0PQ | Y07PX0PQ
PC022302 | Y07P | X0PR | Y07PX0PR
PC022302 | Y07P | X12P | Y07PX12P
PC022302 | Y07Q | X03J | Y07QX03J
PC022302 | Y07Q | X0A1 | Y07QX0A1
PC022302 | Y07Q | X0EQ | Y07QX0EQ
PC022302 | Y07Q | X0ER | Y07QX0ER
PC022302 | Y07Q | X0MS | Y07QX0MS
PC022302 | Y07Q | X0Q4 | Y07QX0Q4
PC022302 | Y07Q | X0YT | Y07QX0YT
PC022302 | Y07Q | X12H | Y07QX12H
PC022302 | Y07R | X0V3 | Y07RX0V3
PC022302 | Y07R | X12H | Y07RX12H
PC022302 | Y07R | X12S | Y07RX12S
PC022302 | YZZZ | XZZZ | YZZZXZZZ
PC029901 | Y02P | X0KP | Y02PX0KP
PC029901 | Y034 | X11F | Y034X11F
PC029901 | Y035 | X121 | Y035X121
PC029901 | Y035 | X122 | Y035X122
PC029901 | Y079 | X06P | Y079X06P
PC029901 | Y07P | X03A | Y07PX03A
PC029901 | Y07P | X0C9 | Y07PX0C9
PC029901 | Y07P | X0CA | Y07PX0CA
PC029901 | Y07P | X0CB | Y07PX0CB
PC029901 | Y07P | X0NE | Y07PX0NE
PC029901 | Y07P | X0NF | Y07PX0NF
PC029901 | Y07P | X0PQ | Y07PX0PQ
PC029901 | Y07P | X0PR | Y07PX0PR
PC029901 | Y07P | X0PT | Y07PX0PT
PC029901 | Y07P | X0PV | Y07PX0PV
PC029901 | Y07P | X0PW | Y07PX0PW
PC029901 | Y07P | X0V2 | Y07PX0V2
PC029901 | Y07P | X128 | Y07PX128
PC029901 | Y07P | X12M | Y07PX12M
PC029901 | Y07P | X12N | Y07PX12N
PC029901 | Y07P | X12P | Y07PX12P
PC029901 | Y07Q | X00P | Y07QX00P
PC029901 | Y07Q | X03A | Y07QX03A
PC029901 | Y07Q | X0E9 | Y07QX0E9
PC029901 | Y07Q | X0MG | Y07QX0MG
PC029901 | Y07Q | X0MH | Y07QX0MH
PC029901 | Y07Q | X0MJ | Y07QX0MJ
PC029901 | Y07Q | X0MK | Y07QX0MK
PC029901 | Y07Q | X0ML | Y07QX0ML
PC029901 | Y07Q | X0MM | Y07QX0MM
PC029901 | Y07Q | X0MN | Y07QX0MN
PC029901 | Y07Q | X0NE | Y07QX0NE
PC029901 | Y07Q | X0PW | Y07QX0PW
PC029901 | Y07Q | X0V2 | Y07QX0V2
PC029901 | Y07Q | X0ZX | Y07QX0ZX
PC029901 | Y07Q | X108 | Y07QX108
PC029901 | Y07Q | X10S | Y07QX10S
PC029901 | Y07Q | X12H | Y07QX12H
PC029901 | Y07Q | X12M | Y07QX12M
PC029901 | Y07R | X0V3 | Y07RX0V3
PC029901 | Y07R | X12H | Y07RX12H
PC029901 | Y07R | X12S | Y07RX12S
PC029901 | Y07R | X12T | Y07RX12T
PC029901 | YZZZ | XZZZ | YZZZXZZZ
PC029902 | Y02P | X0KP | Y02PX0KP
PC029902 | Y035 | X121 | Y035X121
PC029902 | Y035 | X122 | Y035X122
PC029902 | Y07P | X0M7 | Y07PX0M7
PC029902 | Y07P | X0MS | Y07PX0MS
PC029902 | Y07P | X0PQ | Y07PX0PQ
PC029902 | Y07P | X0PR | Y07PX0PR
PC029902 | Y07P | X12P | Y07PX12P
PC029902 | Y07Q | X0MS | Y07QX0MS
PC029902 | Y07Q | X0Q4 | Y07QX0Q4
PC029902 | Y07Q | X0Q8 | Y07QX0Q8
PC029902 | Y07Q | X12H | Y07QX12H
PC029902 | Y07R | X0V3 | Y07RX0V3
PC029902 | Y07R | X12H | Y07RX12H
PC029902 | Y07R | X12S | Y07RX12S
PC029902 | YZZZ | XZZZ | YZZZXZZZ
PC029903 | Y035 | X121 | Y035X121
PC029903 | Y035 | X122 | Y035X122
PC029903 | Y07P | X0C9 | Y07PX0C9
PC029903 | Y07P | X0EP | Y07PX0EP
PC029903 | Y07P | X0ER | Y07PX0ER
PC029903 | Y07P | X0PQ | Y07PX0PQ
PC029903 | Y07P | X0PR | Y07PX0PR
PC029903 | Y07P | X0PT | Y07PX0PT
PC029903 | Y07P | X0PW | Y07PX0PW
PC029903 | Y07P | X0Y4 | Y07PX0Y4
PC029903 | Y07P | X128 | Y07PX128
PC029903 | Y07P | X12M | Y07PX12M
PC029903 | Y07P | X12N | Y07PX12N
PC029903 | Y07P | X12P | Y07PX12P
PC029903 | Y07Q | X00P | Y07QX00P
PC029903 | Y07Q | X03J | Y07QX03J
PC029903 | Y07Q | X0PW | Y07QX0PW
PC029903 | Y07Q | X12M | Y07QX12M
PC029903 | YZZZ | XZZZ | YZZZXZZZ
PC029904 | Y01D | X121 | Y01DX121
PC029904 | Y01E | X00P | Y01EX00P
PC029904 | Y01E | X0ET | Y01EX0ET
PC029904 | Y01E | X0EU | Y01EX0EU
PC029904 | Y01E | X0PT | Y01EX0PT
PC029904 | Y01E | X0XB | Y01EX0XB
PC029904 | Y01E | X12R | Y01EX12R
PC029904 | YZZZ | XZZZ | YZZZXZZZ
PC030101 | Y02P | X0KP | Y02PX0KP
PC030101 | Y030 | X0GK | Y030X0GK
PC030101 | Y033 | X003 | Y033X003
PC030101 | Y033 | X004 | Y033X004
PC030101 | Y033 | X005 | Y033X005
PC030101 | Y033 | X05U | Y033X05U
PC030101 | Y033 | X05V | Y033X05V
PC030101 | Y033 | X0DK | Y033X0DK
PC030101 | Y035 | X121 | Y035X121
PC030101 | Y035 | X122 | Y035X122
PC030101 | Y036 | X0LP | Y036X0LP
PC030101 | Y038 | X0GJ | Y038X0GJ
PC030101 | Y03N | X0QQ | Y03NX0QQ
PC030101 | Y03N | X0QR | Y03NX0QR
PC030101 | Y079 | X06P | Y079X06P
PC030101 | Y07P | X0ES | Y07PX0ES
PC030101 | Y07P | X0LQ | Y07PX0LQ
PC030101 | Y07P | X10S | Y07PX10S
PC030101 | Y07P | X12U | Y07PX12U
PC030101 | Y07Q | X0DK | Y07QX0DK
PC030101 | Y07Q | X0ES | Y07QX0ES
PC030101 | Y07Q | X0ET | Y07QX0ET
PC030101 | Y07Q | X0EU | Y07QX0EU
PC030101 | Y07Q | X0GG | Y07QX0GG
PC030101 | Y07Q | X0GH | Y07QX0GH
PC030101 | Y07Q | X0LP | Y07QX0LP
PC030101 | Y07Q | X0LQ | Y07QX0LQ
PC030101 | Y07Q | X10S | Y07QX10S
PC030101 | Y07Q | X12H | Y07QX12H
PC030101 | Y07Q | X12U | Y07QX12U
PC030101 | Y07R | X0V3 | Y07RX0V3
PC030101 | Y07R | X12H | Y07RX12H
PC030101 | Y07R | X12S | Y07RX12S
PC030101 | Y07R | X12T | Y07RX12T
PC030101 | YZZZ | XZZZ | YZZZXZZZ
PC032201 | Y02P | X0KP | Y02PX0KP
PC032201 | Y033 | X05U | Y033X05U
PC032201 | Y033 | X05V | Y033X05V
PC032201 | Y033 | X0DK | Y033X0DK
PC032201 | Y035 | X121 | Y035X121
PC032201 | Y035 | X122 | Y035X122
PC032201 | Y036 | X0LP | Y036X0LP
PC032201 | Y038 | X0GJ | Y038X0GJ
PC032201 | Y079 | X06P | Y079X06P
PC032201 | Y07P | X03A | Y07PX03A
PC032201 | Y07P | X0LQ | Y07PX0LQ
PC032201 | Y07P | X10S | Y07PX10S
PC032201 | Y07P | X12U | Y07PX12U
PC032201 | Y07Q | X03A | Y07QX03A
PC032201 | Y07Q | X0DK | Y07QX0DK
PC032201 | Y07Q | X0ET | Y07QX0ET
PC032201 | Y07Q | X0EU | Y07QX0EU
PC032201 | Y07Q | X0GG | Y07QX0GG
PC032201 | Y07Q | X0GH | Y07QX0GH
PC032201 | Y07Q | X0GL | Y07QX0GL
PC032201 | Y07Q | X0GM | Y07QX0GM
PC032201 | Y07Q | X0LP | Y07QX0LP
PC032201 | Y07Q | X0LQ | Y07QX0LQ
PC032201 | Y07Q | X0YW | Y07QX0YW
PC032201 | Y07Q | X10S | Y07QX10S
PC032201 | Y07Q | X12H | Y07QX12H
PC032201 | Y07Q | X12U | Y07QX12U
PC032201 | Y07R | X0V3 | Y07RX0V3
PC032201 | Y07R | X12H | Y07RX12H
PC032201 | Y07R | X12S | Y07RX12S
PC032201 | Y07R | X12T | Y07RX12T
PC032201 | YZZZ | XZZZ | YZZZXZZZ
PC032301 | Y02P | X0KP | Y02PX0KP
PC032301 | Y030 | X0GK | Y030X0GK
PC032301 | Y033 | X003 | Y033X003
PC032301 | Y033 | X004 | Y033X004
PC032301 | Y033 | X005 | Y033X005
PC032301 | Y033 | X05U | Y033X05U
PC032301 | Y033 | X05V | Y033X05V
PC032301 | Y033 | X0DK | Y033X0DK
PC032301 | Y035 | X121 | Y035X121
PC032301 | Y035 | X122 | Y035X122
PC032301 | Y036 | X0LP | Y036X0LP
PC032301 | Y038 | X0GJ | Y038X0GJ
PC032301 | Y03N | X0QQ | Y03NX0QQ
PC032301 | Y03N | X0QR | Y03NX0QR
PC032301 | Y079 | X06P | Y079X06P
PC032301 | Y07P | X0EL | Y07PX0EL
PC032301 | Y07P | X0LQ | Y07PX0LQ
PC032301 | Y07P | X10S | Y07PX10S
PC032301 | Y07P | X12U | Y07PX12U
PC032301 | Y07Q | X0DK | Y07QX0DK
PC032301 | Y07Q | X0EL | Y07QX0EL
PC032301 | Y07Q | X0ET | Y07QX0ET
PC032301 | Y07Q | X0EU | Y07QX0EU
PC032301 | Y07Q | X0GG | Y07QX0GG
PC032301 | Y07Q | X0GH | Y07QX0GH
PC032301 | Y07Q | X0LP | Y07QX0LP
PC032301 | Y07Q | X0LQ | Y07QX0LQ
PC032301 | Y07Q | X10S | Y07QX10S
PC032301 | Y07Q | X12H | Y07QX12H
PC032301 | Y07Q | X12U | Y07QX12U
PC032301 | Y07R | X0V3 | Y07RX0V3
PC032301 | Y07R | X12H | Y07RX12H
PC032301 | Y07R | X12S | Y07RX12S
PC032301 | Y07R | X12T | Y07RX12T
PC032301 | YZZZ | XZZZ | YZZZXZZZ
PC039901 | Y02P | X0KP | Y02PX0KP
PC039901 | Y02Z | X0GH | Y02ZX0GH
PC039901 | Y030 | X0GK | Y030X0GK
PC039901 | Y032 | X0G6 | Y032X0G6
PC039901 | Y033 | X003 | Y033X003
PC039901 | Y033 | X004 | Y033X004
PC039901 | Y033 | X005 | Y033X005
PC039901 | Y033 | X05U | Y033X05U
PC039901 | Y033 | X05V | Y033X05V
PC039901 | Y033 | X0DK | Y033X0DK
PC039901 | Y035 | X121 | Y035X121
PC039901 | Y035 | X122 | Y035X122
PC039901 | Y036 | X0LP | Y036X0LP
PC039901 | Y038 | X0GJ | Y038X0GJ
PC039901 | Y03N | X0QQ | Y03NX0QQ
PC039901 | Y03N | X0QR | Y03NX0QR
PC039901 | Y079 | X06P | Y079X06P
PC039901 | Y07P | X0EL | Y07PX0EL
PC039901 | Y07P | X0LQ | Y07PX0LQ
PC039901 | Y07P | X10S | Y07PX10S
PC039901 | Y07P | X12U | Y07PX12U
PC039901 | Y07Q | X0CE | Y07QX0CE
PC039901 | Y07Q | X0DK | Y07QX0DK
PC039901 | Y07Q | X0EL | Y07QX0EL
PC039901 | Y07Q | X0ET | Y07QX0ET
PC039901 | Y07Q | X0EU | Y07QX0EU
PC039901 | Y07Q | X0GG | Y07QX0GG
PC039901 | Y07Q | X0GH | Y07QX0GH
PC039901 | Y07Q | X0LP | Y07QX0LP
PC039901 | Y07Q | X0LQ | Y07QX0LQ
PC039901 | Y07Q | X10S | Y07QX10S
PC039901 | Y07Q | X12H | Y07QX12H
PC039901 | Y07Q | X12U | Y07QX12U
PC039901 | Y07R | X0V3 | Y07RX0V3
PC039901 | Y07R | X12H | Y07RX12H
PC039901 | Y07R | X12S | Y07RX12S
PC039901 | Y07R | X12T | Y07RX12T
PC039901 | YZZZ | XZZZ | YZZZXZZZ
SB019901 | Y004 | X01A | Y004X01A
SB019901 | Y004 | X01B | Y004X01B
SB019901 | Y00P | X021 | Y00PX021
SB019901 | Y00P | X022 | Y00PX022
SB019901 | Y02S | X0M5 | Y02SX0M5
SB019901 | Y02T | X02N | Y02TX02N
SB019901 | Y02T | X0E0 | Y02TX0E0
SB019901 | Y02U | X0DN | Y02UX0DN
SB019901 | Y040 | X0M3 | Y040X0M3
SB019901 | Y040 | X0M4 | Y040X0M4
SB019901 | Y040 | X0M6 | Y040X0M6
SB019901 | Y041 | X0M3 | Y041X0M3
SB019901 | Y041 | X0M4 | Y041X0M4
SB019901 | Y041 | X0M6 | Y041X0M6
SB019901 | Y06Z | X01Y | Y06ZX01Y
SB019901 | Y06Z | X01Z | Y06ZX01Z
SB019901 | Y06Z | X020 | Y06ZX020
SB019901 | Y07C | X09P | Y07CX09P
SB019901 | Y07C | X09Q | Y07CX09Q
SB019901 | Y07C | X09R | Y07CX09R
SB019901 | Y07C | X09S | Y07CX09S
SB019901 | Y07C | X09T | Y07CX09T
SB019901 | Y07F | X0DL | Y07FX0DL
SB019901 | Y07F | X0DM | Y07FX0DM
SB019901 | Y07G | X0E1 | Y07GX0E1
SB019901 | Y07G | X0E2 | Y07GX0E2
SB019901 | Y07G | X0E3 | Y07GX0E3
SB019901 | Y07G | X0E4 | Y07GX0E4
SB019901 | Y07G | X0E5 | Y07GX0E5
SB019901 | Y07H | X09Z | Y07HX09Z
SB019901 | Y07H | X0G2 | Y07HX0G2
SB019901 | Y07H | X0G3 | Y07HX0G3
SB019901 | Y07T | X01X | Y07TX01X
SB019901 | Y07W | X10V | Y07WX10V
SB019901 | Y07W | X10W | Y07WX10W
SB019901 | Y07W | X10X | Y07WX10X
SB019901 | Y07W | X10Y | Y07WX10Y
SB019901 | Y07W | X10Z | Y07WX10Z
SB019901 | Y07X | X03E | Y07XX03E
SB019901 | YZZZ | XZZZ | YZZZXZZZ
SB019902 | Y004 | X01A | Y004X01A
SB019902 | Y004 | X01B | Y004X01B
SB019902 | Y00P | X021 | Y00PX021
SB019902 | Y00P | X022 | Y00PX022
SB019902 | Y028 | X0SA | Y028X0SA
SB019902 | Y028 | X0SB | Y028X0SB
SB019902 | Y028 | X0SC | Y028X0SC
SB019902 | Y028 | X0SD | Y028X0SD
SB019902 | Y028 | X0SE | Y028X0SE
SB019902 | Y028 | X0SK | Y028X0SK
SB019902 | Y029 | X09Z | Y029X09Z
SB019902 | Y02S | X0M5 | Y02SX0M5
SB019902 | Y02T | X02N | Y02TX02N
SB019902 | Y02T | X0E0 | Y02TX0E0
SB019902 | Y040 | X0M3 | Y040X0M3
SB019902 | Y040 | X0M4 | Y040X0M4
SB019902 | Y040 | X0M6 | Y040X0M6
SB019902 | Y041 | X0M3 | Y041X0M3
SB019902 | Y041 | X0M4 | Y041X0M4
SB019902 | Y041 | X0M6 | Y041X0M6
SB019902 | Y06Z | X01Y | Y06ZX01Y
SB019902 | Y06Z | X01Z | Y06ZX01Z
SB019902 | Y06Z | X020 | Y06ZX020
SB019902 | Y07C | X09P | Y07CX09P
SB019902 | Y07C | X09Q | Y07CX09Q
SB019902 | Y07C | X09R | Y07CX09R
SB019902 | Y07C | X09S | Y07CX09S
SB019902 | Y07C | X09T | Y07CX09T
SB019902 | Y07F | X0DL | Y07FX0DL
SB019902 | Y07F | X0DM | Y07FX0DM
SB019902 | Y07G | X0E1 | Y07GX0E1
SB019902 | Y07G | X0E2 | Y07GX0E2
SB019902 | Y07G | X0E3 | Y07GX0E3
SB019902 | Y07G | X0E4 | Y07GX0E4
SB019902 | Y07G | X0E5 | Y07GX0E5
SB019902 | Y07H | X09Z | Y07HX09Z
SB019902 | Y07H | X0G2 | Y07HX0G2
SB019902 | Y07H | X0G3 | Y07HX0G3
SB019902 | Y07T | X01X | Y07TX01X
SB019902 | Y07W | X10V | Y07WX10V
SB019902 | Y07W | X10W | Y07WX10W
SB019902 | Y07W | X10X | Y07WX10X
SB019902 | Y07W | X10Y | Y07WX10Y
SB019902 | Y07W | X10Z | Y07WX10Z
SB019902 | Y07X | X03E | Y07XX03E
SB019902 | YZZZ | XZZZ | YZZZXZZZ
SB029901 | Y004 | X01A | Y004X01A
SB029901 | Y004 | X01B | Y004X01B
SB029901 | Y00P | X021 | Y00PX021
SB029901 | Y00P | X022 | Y00PX022
SB029901 | Y00P | X023 | Y00PX023
SB029901 | Y00P | X024 | Y00PX024
SB029901 | Y00T | X02E | Y00TX02E
SB029901 | Y00T | X02F | Y00TX02F
SB029901 | Y02S | X0M5 | Y02SX0M5
SB029901 | Y02T | X02N | Y02TX02N
SB029901 | Y02T | X0E0 | Y02TX0E0
SB029901 | Y02U | X0DN | Y02UX0DN
SB029901 | Y040 | X0M3 | Y040X0M3
SB029901 | Y040 | X0M4 | Y040X0M4
SB029901 | Y040 | X0M6 | Y040X0M6
SB029901 | Y041 | X0M3 | Y041X0M3
SB029901 | Y041 | X0M4 | Y041X0M4
SB029901 | Y041 | X0M6 | Y041X0M6
SB029901 | Y06Z | X01Y | Y06ZX01Y
SB029901 | Y06Z | X01Z | Y06ZX01Z
SB029901 | Y06Z | X020 | Y06ZX020
SB029901 | Y07C | X09P | Y07CX09P
SB029901 | Y07C | X09Q | Y07CX09Q
SB029901 | Y07C | X09R | Y07CX09R
SB029901 | Y07C | X09S | Y07CX09S
SB029901 | Y07C | X09T | Y07CX09T
SB029901 | Y07F | X0DL | Y07FX0DL
SB029901 | Y07F | X0DM | Y07FX0DM
SB029901 | Y07G | X0E1 | Y07GX0E1
SB029901 | Y07G | X0E2 | Y07GX0E2
SB029901 | Y07G | X0E3 | Y07GX0E3
SB029901 | Y07G | X0E4 | Y07GX0E4
SB029901 | Y07G | X0E5 | Y07GX0E5
SB029901 | Y07H | X09Z | Y07HX09Z
SB029901 | Y07H | X0G2 | Y07HX0G2
SB029901 | Y07H | X0G3 | Y07HX0G3
SB029901 | Y07T | X01X | Y07TX01X
SB029901 | Y07W | X10V | Y07WX10V
SB029901 | Y07W | X10W | Y07WX10W
SB029901 | Y07W | X10X | Y07WX10X
SB029901 | Y07W | X10Y | Y07WX10Y
SB029901 | Y07W | X10Z | Y07WX10Z
SB029901 | Y07X | X03E | Y07XX03E
SB029901 | YZZZ | XZZZ | YZZZXZZZ
SB039901 | Y004 | X01A | Y004X01A
SB039901 | Y004 | X01B | Y004X01B
SB039901 | Y00P | X021 | Y00PX021
SB039901 | Y00P | X022 | Y00PX022
SB039901 | Y02T | X02N | Y02TX02N
SB039901 | Y02T | X0E0 | Y02TX0E0
SB039901 | Y040 | X0M3 | Y040X0M3
SB039901 | Y040 | X0M4 | Y040X0M4
SB039901 | Y040 | X0M6 | Y040X0M6
SB039901 | Y041 | X0M3 | Y041X0M3
SB039901 | Y041 | X0M4 | Y041X0M4
SB039901 | Y041 | X0M6 | Y041X0M6
SB039901 | Y042 | X0M5 | Y042X0M5
SB039901 | Y06Z | X01Y | Y06ZX01Y
SB039901 | Y06Z | X01Z | Y06ZX01Z
SB039901 | Y06Z | X020 | Y06ZX020
SB039901 | Y076 | X03L | Y076X03L
SB039901 | Y076 | X03P | Y076X03P
SB039901 | Y076 | X03Q | Y076X03Q
SB039901 | Y077 | X03L | Y077X03L
SB039901 | Y077 | X03P | Y077X03P
SB039901 | Y077 | X03Q | Y077X03Q
SB039901 | Y07C | X09P | Y07CX09P
SB039901 | Y07C | X09Q | Y07CX09Q
SB039901 | Y07C | X09R | Y07CX09R
SB039901 | Y07C | X09S | Y07CX09S
SB039901 | Y07C | X09T | Y07CX09T
SB039901 | Y07F | X03K | Y07FX03K
SB039901 | Y07F | X0DL | Y07FX0DL
SB039901 | Y07F | X0DM | Y07FX0DM
SB039901 | Y07G | X0E1 | Y07GX0E1
SB039901 | Y07G | X0E2 | Y07GX0E2
SB039901 | Y07G | X0E3 | Y07GX0E3
SB039901 | Y07G | X0E4 | Y07GX0E4
SB039901 | Y07G | X0E5 | Y07GX0E5
SB039901 | Y07H | X09Z | Y07HX09Z
SB039901 | Y07H | X0G2 | Y07HX0G2
SB039901 | Y07H | X0G3 | Y07HX0G3
SB039901 | Y07X | X03E | Y07XX03E
SB039901 | YZZZ | XZZZ | YZZZXZZZ
SB049901 | Y03P | X0CG | Y03PX0CG
SB049901 | Y03P | X0CH | Y03PX0CH
SB049901 | Y077 | X0CG | Y077X0CG
SB049901 | Y077 | X0CH | Y077X0CH
SC019901 | YZZZ | XZZZ | YZZZXZZZ
SW019901 | Y084 | X133 | Y084X133
SW019901 | Y085 | X135 | Y085X135
SW019901 | YZZZ | XZZZ | YZZZXZZZ
SW019902 | Y086 | X136 | Y086X136
SW019902 | Y087 | X137 | Y087X137
SW019902 | Y088 | X138 | Y088X138
SW019902 | YZZZ | XZZZ | YZZZXZZZ
SW019903 | Y086 | X136 | Y086X136
SW019903 | Y087 | X137 | Y087X137
SW019903 | Y088 | X138 | Y088X138
SW019903 | Y089 | X139 | Y089X139
SW019903 | YZZZ | XZZZ | YZZZXZZZ
SW019904 | Y08A | X13A | Y08AX13A
SW019904 | YZZZ | XZZZ | YZZZXZZZ
SW019905 | Y086 | X136 | Y086X136
SW019905 | Y088 | X138 | Y088X138
SW019905 | YZZZ | XZZZ | YZZZXZZZ
SW019906 | Y08B | X13B | Y08BX13B
SW019906 | YZZZ | XZZZ | YZZZXZZZ
SW029901 | Y03P | X13D | Y03PX13D
SW029901 | Y08C | X13C | Y08CX13C
SW029901 | YZZZ | XZZZ | YZZZXZZZ
SW029905 | Y088 | X138 | Y088X138
SW029905 | YZZZ | XZZZ | YZZZXZZZ
TC010101 | Y048 | X08C | Y048X08C
TC010101 | Y048 | X08E | Y048X08E
TC010101 | Y049 | X080 | Y049X080
TC010101 | Y049 | X083 | Y049X083
TC010101 | Y04A | X080 | Y04AX080
TC010101 | Y04A | X083 | Y04AX083
TC010101 | Y04B | X03D | Y04BX03D
TC010101 | Y04B | X07A | Y04BX07A
TC010101 | Y04B | X081 | Y04BX081
TC010101 | Y04B | X082 | Y04BX082
TC010101 | Y04C | X03D | Y04CX03D
TC010101 | Y04C | X07A | Y04CX07A
TC010101 | Y04C | X081 | Y04CX081
TC010101 | Y04C | X082 | Y04CX082
TC010101 | Y04G | X0ZL | Y04GX0ZL
TC010101 | Y04H | X07X | Y04HX07X
TC010101 | Y04H | X08X | Y04HX08X
TC010101 | Y04H | X091 | Y04HX091
TC010101 | Y04H | X09K | Y04HX09K
TC010101 | Y04K | X0HS | Y04KX0HS
TC010101 | Y04K | X0HT | Y04KX0HT
TC010101 | Y04K | X0ZM | Y04KX0ZM
TC010101 | Y04R | X0J2 | Y04RX0J2
TC010101 | Y04S | X0J1 | Y04SX0J1
TC010101 | Y04S | X103 | Y04SX103
TC010101 | Y04T | X08T | Y04TX08T
TC010101 | Y054 | X0HU | Y054X0HU
TC010101 | Y057 | X03B | Y057X03B
TC010101 | Y05G | X0JA | Y05GX0JA
TC010101 | Y05G | X0RA | Y05GX0RA
TC010101 | Y05H | X0JA | Y05HX0JA
TC010101 | Y05H | X0RA | Y05HX0RA
TC010101 | Y05N | X0QB | Y05NX0QB
TC010101 | Y05N | X0QF | Y05NX0QF
TC010101 | Y073 | X0TT | Y073X0TT
TC010101 | Y07L | X0J3 | Y07LX0J3
TC010101 | YZZZ | XZZZ | YZZZXZZZ
TC010101 | Z178 | X0J2 | Z178X0J2
TC010101 | Z178 | X0J7 | Z178X0J7
TC010102 | Y044 | X017 | Y044X017
TC010102 | Y044 | X018 | Y044X018
TC010102 | Y045 | X017 | Y045X017
TC010102 | Y045 | X018 | Y045X018
TC010102 | Y049 | X0UW | Y049X0UW
TC010102 | Y04A | X0UW | Y04AX0UW
TC010102 | Y04B | X06N | Y04BX06N
TC010102 | Y04B | X0F7 | Y04BX0F7
TC010102 | Y04B | X0FA | Y04BX0FA
TC010102 | Y04C | X06N | Y04CX06N
TC010102 | Y04C | X0F7 | Y04CX0F7
TC010102 | Y04C | X0FA | Y04CX0FA
TC010102 | Y04G | X0H3 | Y04GX0H3
TC010102 | Y04H | X05G | Y04HX05G
TC010102 | Y04H | X05H | Y04HX05H
TC010102 | Y04H | X0BD | Y04HX0BD
TC010102 | Y04H | X0H5 | Y04HX0H5
TC010102 | Y04H | X0H7 | Y04HX0H7
TC010102 | Y04H | X0HD | Y04HX0HD
TC010102 | Y04K | X0H9 | Y04KX0H9
TC010102 | Y04M | X0HA | Y04MX0HA
TC010102 | Y04N | X0HA | Y04NX0HA
TC010102 | Y04R | X0J2 | Y04RX0J2
TC010102 | Y04S | X103 | Y04SX103
TC010102 | Y04X | X0HB | Y04XX0HB
TC010102 | Y04X | X0HC | Y04XX0HC
TC010102 | Y04Z | X0H8 | Y04ZX0H8
TC010102 | Y04Z | X0HE | Y04ZX0HE
TC010102 | Y054 | X05Q | Y054X05Q
TC010102 | Y054 | X0H6 | Y054X0H6
TC010102 | Y054 | X11N | Y054X11N
TC010102 | Y058 | X05M | Y058X05M
TC010102 | Y058 | X05N | Y058X05N
TC010102 | Y058 | X0AU | Y058X0AU
TC010102 | Y05K | X0TJ | Y05KX0TJ
TC010102 | Y05N | X0UY | Y05NX0UY
TC010102 | Y05N | X0V0 | Y05NX0V0
TC010102 | Y06X | X0L9 | Y06XX0L9
TC010102 | Y06X | X0LA | Y06XX0LA
TC010102 | Y06X | X0LB | Y06XX0LB
TC010102 | Y073 | X0HF | Y073X0HF
TC010102 | Y07L | X0J3 | Y07LX0J3
TC010102 | YZZZ | XZZZ | YZZZXZZZ
TC010102 | Z179 | X0J2 | Z179X0J2
TC010102 | Z179 | X0J7 | Z179X0J7
TC010102 | Z180 | X0J2 | Z180X0J2
TC010102 | Z180 | X0J7 | Z180X0J7
TC010103 | Y044 | X017 | Y044X017
TC010103 | Y044 | X018 | Y044X018
TC010103 | Y045 | X017 | Y045X017
TC010103 | Y045 | X018 | Y045X018
TC010103 | Y04B | X015 | Y04BX015
TC010103 | Y04B | X06N | Y04BX06N
TC010103 | Y04B | X0F7 | Y04BX0F7
TC010103 | Y04B | X0F8 | Y04BX0F8
TC010103 | Y04B | X0F9 | Y04BX0F9
TC010103 | Y04C | X015 | Y04CX015
TC010103 | Y04C | X06N | Y04CX06N
TC010103 | Y04C | X0F7 | Y04CX0F7
TC010103 | Y04C | X0F8 | Y04CX0F8
TC010103 | Y04C | X0F9 | Y04CX0F9
TC010103 | Y04H | X0HD | Y04HX0HD
TC010103 | Y04H | X0HG | Y04HX0HG
TC010103 | Y04R | X0J2 | Y04RX0J2
TC010103 | Y04S | X103 | Y04SX103
TC010103 | Y04X | X0HB | Y04XX0HB
TC010103 | Y04X | X0HC | Y04XX0HC
TC010103 | Y04Z | X0HE | Y04ZX0HE
TC010103 | Y054 | X0H4 | Y054X0H4
TC010103 | Y054 | X0H6 | Y054X0H6
TC010103 | Y054 | X11N | Y054X11N
TC010103 | Y05K | X0G0 | Y05KX0G0
TC010103 | Y05K | X0TJ | Y05KX0TJ
TC010103 | Y05N | X0UX | Y05NX0UX
TC010103 | Y05N | X0V0 | Y05NX0V0
TC010103 | Y06X | X0L9 | Y06XX0L9
TC010103 | Y06X | X0LA | Y06XX0LA
TC010103 | Y06X | X0LB | Y06XX0LB
TC010103 | Y073 | X0HF | Y073X0HF
TC010103 | Y07L | X0J3 | Y07LX0J3
TC010103 | YZZZ | XZZZ | YZZZXZZZ
TC010103 | Z181 | X0J2 | Z181X0J2
TC010103 | Z181 | X0J7 | Z181X0J7
TC010103 | Z182 | X0J2 | Z182X0J2
TC010103 | Z182 | X0J7 | Z182X0J7
TC010301 | Y046 | X0U9 | Y046X0U9
TC010301 | Y046 | X0UA | Y046X0UA
TC010301 | Y046 | X0UB | Y046X0UB
TC010301 | Y048 | X08C | Y048X08C
TC010301 | Y048 | X08D | Y048X08D
TC010301 | Y04A | X080 | Y04AX080
TC010301 | Y04B | X07A | Y04BX07A
TC010301 | Y04B | X084 | Y04BX084
TC010301 | Y04B | X0R7 | Y04BX0R7
TC010301 | Y04C | X07A | Y04CX07A
TC010301 | Y04C | X084 | Y04CX084
TC010301 | Y04C | X0R7 | Y04CX0R7
TC010301 | Y04D | X086 | Y04DX086
TC010301 | Y04G | X0TV | Y04GX0TV
TC010301 | Y04H | X08X | Y04HX08X
TC010301 | Y04H | X0TY | Y04HX0TY
TC010301 | Y04J | X0YG | Y04JX0YG
TC010301 | Y04K | X0U4 | Y04KX0U4
TC010301 | Y04K | X0U5 | Y04KX0U5
TC010301 | Y04K | X0UG | Y04KX0UG
TC010301 | Y04M | X0U7 | Y04MX0U7
TC010301 | Y04N | X0U7 | Y04NX0U7
TC010301 | Y04R | X0J2 | Y04RX0J2
TC010301 | Y04S | X103 | Y04SX103
TC010301 | Y04T | X0TW | Y04TX0TW
TC010301 | Y04T | X0TX | Y04TX0TX
TC010301 | Y04T | X0UE | Y04TX0UE
TC010301 | Y04Z | X0U0 | Y04ZX0U0
TC010301 | Y04Z | X0UF | Y04ZX0UF
TC010301 | Y050 | X0UH | Y050X0UH
TC010301 | Y051 | X0U1 | Y051X0U1
TC010301 | Y051 | X11Q | Y051X11Q
TC010301 | Y052 | X0UK | Y052X0UK
TC010301 | Y05K | X09N | Y05KX09N
TC010301 | Y05K | X0FX | Y05KX0FX
TC010301 | Y05K | X0TN | Y05KX0TN
TC010301 | Y05K | X11P | Y05KX11P
TC010301 | Y05N | X0QC | Y05NX0QC
TC010301 | Y05N | X0QE | Y05NX0QE
TC010301 | Y05N | X0QF | Y05NX0QF
TC010301 | Y06X | X0L9 | Y06XX0L9
TC010301 | Y06X | X0LA | Y06XX0LA
TC010301 | Y06X | X0LB | Y06XX0LB
TC010301 | Y07L | X0J3 | Y07LX0J3
TC010301 | YZZZ | XZZZ | YZZZXZZZ
TC010301 | Z183 | X0J2 | Z183X0J2
TC010301 | Z183 | X0J7 | Z183X0J7
TC010601 | Y044 | X016 | Y044X016
TC010601 | Y044 | X019 | Y044X019
TC010601 | Y045 | X016 | Y045X016
TC010601 | Y045 | X019 | Y045X019
TC010601 | Y048 | X0FB | Y048X0FB
TC010601 | Y048 | X0FC | Y048X0FC
TC010601 | Y04B | X0C2 | Y04BX0C2
TC010601 | Y04B | X0C4 | Y04BX0C4
TC010601 | Y04B | X0C6 | Y04BX0C6
TC010601 | Y04B | X0ZU | Y04BX0ZU
TC010601 | Y04B | X0ZW | Y04BX0ZW
TC010601 | Y04C | X0C2 | Y04CX0C2
TC010601 | Y04C | X0C4 | Y04CX0C4
TC010601 | Y04C | X0C6 | Y04CX0C6
TC010601 | Y04C | X0ZU | Y04CX0ZU
TC010601 | Y04C | X0ZW | Y04CX0ZW
TC010601 | Y04H | X09E | Y04HX09E
TC010601 | Y04H | X09F | Y04HX09F
TC010601 | Y04H | X0HX | Y04HX0HX
TC010601 | Y04K | X0Z4 | Y04KX0Z4
TC010601 | Y04K | X0Z6 | Y04KX0Z6
TC010601 | Y04K | X0ZH | Y04KX0ZH
TC010601 | Y04R | X0J2 | Y04RX0J2
TC010601 | Y04S | X103 | Y04SX103
TC010601 | Y04T | X0ZR | Y04TX0ZR
TC010601 | Y04W | X0J4 | Y04WX0J4
TC010601 | Y04Z | X0HQ | Y04ZX0HQ
TC010601 | Y050 | X0ZB | Y050X0ZB
TC010601 | Y05J | X0TF | Y05JX0TF
TC010601 | Y05K | X0UL | Y05KX0UL
TC010601 | Y05N | X0QH | Y05NX0QH
TC010601 | Y05N | X11G | Y05NX11G
TC010601 | Y06X | X0L9 | Y06XX0L9
TC010601 | Y06X | X0LA | Y06XX0LA
TC010601 | Y073 | X0Z0 | Y073X0Z0
TC010601 | Y07L | X0J3 | Y07LX0J3
TC010601 | Y07L | X101 | Y07LX101
TC010601 | YZZZ | XZZZ | YZZZXZZZ
TC010601 | Z184 | X0J2 | Z184X0J2
TC010601 | Z184 | X0J7 | Z184X0J7
TC010601 | Z185 | X0J2 | Z185X0J2
TC010601 | Z185 | X0J7 | Z185X0J7
TC010701 | Y048 | X08C | Y048X08C
TC010701 | Y049 | X07K | Y049X07K
TC010701 | Y04A | X07J | Y04AX07J
TC010701 | Y04A | X07K | Y04AX07K
TC010701 | Y04B | X07E | Y04BX07E
TC010701 | Y04B | X07F | Y04BX07F
TC010701 | Y04B | X07L | Y04BX07L
TC010701 | Y04B | X07M | Y04BX07M
TC010701 | Y04B | X08N | Y04BX08N
TC010701 | Y04B | X090 | Y04BX090
TC010701 | Y04B | X0R0 | Y04BX0R0
TC010701 | Y04B | X0R2 | Y04BX0R2
TC010701 | Y04B | X0R3 | Y04BX0R3
TC010701 | Y04B | X0R7 | Y04BX0R7
TC010701 | Y04B | X0R9 | Y04BX0R9
TC010701 | Y04C | X07E | Y04CX07E
TC010701 | Y04C | X07F | Y04CX07F
TC010701 | Y04C | X07L | Y04CX07L
TC010701 | Y04C | X07M | Y04CX07M
TC010701 | Y04C | X08N | Y04CX08N
TC010701 | Y04C | X090 | Y04CX090
TC010701 | Y04C | X0R0 | Y04CX0R0
TC010701 | Y04C | X0R2 | Y04CX0R2
TC010701 | Y04C | X0R3 | Y04CX0R3
TC010701 | Y04C | X0R7 | Y04CX0R7
TC010701 | Y04C | X0R9 | Y04CX0R9
TC010701 | Y04D | X07C | Y04DX07C
TC010701 | Y04G | X0YY | Y04GX0YY
TC010701 | Y04H | X07V | Y04HX07V
TC010701 | Y04H | X08V | Y04HX08V
TC010701 | Y04H | X08Z | Y04HX08Z
TC010701 | Y04H | X093 | Y04HX093
TC010701 | Y04H | X094 | Y04HX094
TC010701 | Y04H | X0Z8 | Y04HX0Z8
TC010701 | Y04J | X07N | Y04JX07N
TC010701 | Y04J | X0R1 | Y04JX0R1
TC010701 | Y04K | X0HK | Y04KX0HK
TC010701 | Y04R | X0J2 | Y04RX0J2
TC010701 | Y04T | X0HJ | Y04TX0HJ
TC010701 | Y04T | X0J5 | Y04TX0J5
TC010701 | Y04T | X0Z1 | Y04TX0Z1
TC010701 | Y04T | X0Z9 | Y04TX0Z9
TC010701 | Y04W | X0J0 | Y04WX0J0
TC010701 | Y04X | X0HR | Y04XX0HR
TC010701 | Y04X | X0HV | Y04XX0HV
TC010701 | Y04X | X0ZN | Y04XX0ZN
TC010701 | Y04Y | X06M | Y04YX06M
TC010701 | Y04Y | X0ZA | Y04YX0ZA
TC010701 | Y04Z | X0HM | Y04ZX0HM
TC010701 | Y04Z | X0HN | Y04ZX0HN
TC010701 | Y04Z | X0YZ | Y04ZX0YZ
TC010701 | Y051 | X0Z5 | Y051X0Z5
TC010701 | Y051 | X0ZQ | Y051X0ZQ
TC010701 | Y05A | X0R5 | Y05AX0R5
TC010701 | Y05A | X0R6 | Y05AX0R6
TC010701 | Y05K | X0TN | Y05KX0TN
TC010701 | Y05K | X11P | Y05KX11P
TC010701 | Y05L | X0FY | Y05LX0FY
TC010701 | Y06X | X0L9 | Y06XX0L9
TC010701 | Y06X | X0LA | Y06XX0LA
TC010701 | Y06X | X0LB | Y06XX0LB
TC010701 | Y07L | X0J3 | Y07LX0J3
TC010701 | Y07X | X0HH | Y07XX0HH
TC010701 | YZZZ | XZZZ | YZZZXZZZ
TC010701 | Z186 | X0J2 | Z186X0J2
TC010701 | Z186 | X0J7 | Z186X0J7
TC010701 | Z187 | X0J2 | Z187X0J2
TC010701 | Z187 | X0J7 | Z187X0J7
TC011001 | Y048 | X0YC | Y048X0YC
TC011001 | Y04B | X07R | Y04BX07R
TC011001 | Y04B | X07S | Y04BX07S
TC011001 | Y04B | X07T | Y04BX07T
TC011001 | Y04B | X07U | Y04BX07U
TC011001 | Y04B | X089 | Y04BX089
TC011001 | Y04B | X0QX | Y04BX0QX
TC011001 | Y04B | X0QY | Y04BX0QY
TC011001 | Y04B | X0QZ | Y04BX0QZ
TC011001 | Y04C | X07R | Y04CX07R
TC011001 | Y04C | X07S | Y04CX07S
TC011001 | Y04C | X07T | Y04CX07T
TC011001 | Y04C | X07U | Y04CX07U
TC011001 | Y04C | X089 | Y04CX089
TC011001 | Y04C | X0QX | Y04CX0QX
TC011001 | Y04C | X0QY | Y04CX0QY
TC011001 | Y04C | X0QZ | Y04CX0QZ
TC011001 | Y04G | X0ZJ | Y04GX0ZJ
TC011001 | Y04H | X09D | Y04HX09D
TC011001 | Y04H | X09G | Y04HX09G
TC011001 | Y04H | X0HX | Y04HX0HX
TC011001 | Y04H | X0Z3 | Y04HX0Z3
TC011001 | Y04K | X0Z4 | Y04KX0Z4
TC011001 | Y04K | X0Z6 | Y04KX0Z6
TC011001 | Y04M | X0ZD | Y04MX0ZD
TC011001 | Y04N | X0ZD | Y04NX0ZD
TC011001 | Y04R | X0J2 | Y04RX0J2
TC011001 | Y04S | X103 | Y04SX103
TC011001 | Y04T | X0HZ | Y04TX0HZ
TC011001 | Y04X | X0HY | Y04XX0HY
TC011001 | Y04Z | X0HQ | Y04ZX0HQ
TC011001 | Y050 | X0ZB | Y050X0ZB
TC011001 | Y05K | X0TK | Y05KX0TK
TC011001 | Y05K | X0UN | Y05KX0UN
TC011001 | Y05M | X08A | Y05MX08A
TC011001 | Y06X | X0L9 | Y06XX0L9
TC011001 | Y06X | X0LA | Y06XX0LA
TC011001 | Y07L | X0J3 | Y07LX0J3
TC011001 | Y07L | X0K3 | Y07LX0K3
TC011001 | YZZZ | XZZZ | YZZZXZZZ
TC011001 | Z188 | X0J2 | Z188X0J2
TC011001 | Z188 | X0J7 | Z188X0J7
TC011101 | Y043 | X006 | Y043X006
TC011101 | Y046 | X07Y | Y046X07Y
TC011101 | Y046 | X0U9 | Y046X0U9
TC011101 | Y046 | X0UA | Y046X0UA
TC011101 | Y046 | X0UB | Y046X0UB
TC011101 | Y04A | X080 | Y04AX080
TC011101 | Y04B | X078 | Y04BX078
TC011101 | Y04B | X079 | Y04BX079
TC011101 | Y04B | X07A | Y04BX07A
TC011101 | Y04B | X07B | Y04BX07B
TC011101 | Y04B | X083 | Y04BX083
TC011101 | Y04B | X084 | Y04BX084
TC011101 | Y04B | X0C7 | Y04BX0C7
TC011101 | Y04B | X0C8 | Y04BX0C8
TC011101 | Y04B | X0R8 | Y04BX0R8
TC011101 | Y04C | X078 | Y04CX078
TC011101 | Y04C | X079 | Y04CX079
TC011101 | Y04C | X07A | Y04CX07A
TC011101 | Y04C | X07B | Y04CX07B
TC011101 | Y04C | X083 | Y04CX083
TC011101 | Y04C | X084 | Y04CX084
TC011101 | Y04C | X0C7 | Y04CX0C7
TC011101 | Y04C | X0C8 | Y04CX0C8
TC011101 | Y04C | X0R8 | Y04CX0R8
TC011101 | Y04G | X0TV | Y04GX0TV
TC011101 | Y04H | X07Z | Y04HX07Z
TC011101 | Y04H | X08W | Y04HX08W
TC011101 | Y04H | X0TY | Y04HX0TY
TC011101 | Y04K | X0U4 | Y04KX0U4
TC011101 | Y04K | X0U5 | Y04KX0U5
TC011101 | Y04K | X0U6 | Y04KX0U6
TC011101 | Y04K | X0UG | Y04KX0UG
TC011101 | Y04M | X0U7 | Y04MX0U7
TC011101 | Y04N | X0U7 | Y04NX0U7
TC011101 | Y04R | X0J2 | Y04RX0J2
TC011101 | Y04S | X097 | Y04SX097
TC011101 | Y04S | X103 | Y04SX103
TC011101 | Y04Z | X09M | Y04ZX09M
TC011101 | Y04Z | X0TZ | Y04ZX0TZ
TC011101 | Y04Z | X0U2 | Y04ZX0U2
TC011101 | Y04Z | X0UF | Y04ZX0UF
TC011101 | Y050 | X0UH | Y050X0UH
TC011101 | Y051 | X11Q | Y051X11Q
TC011101 | Y05K | X09L | Y05KX09L
TC011101 | Y05K | X09N | Y05KX09N
TC011101 | Y05K | X0FW | Y05KX0FW
TC011101 | Y05N | X0QC | Y05NX0QC
TC011101 | Y05N | X0QE | Y05NX0QE
TC011101 | Y05N | X0QF | Y05NX0QF
TC011101 | Y06X | X0L9 | Y06XX0L9
TC011101 | Y06X | X0LA | Y06XX0LA
TC011101 | Y06X | X0LC | Y06XX0LC
TC011101 | Y073 | X0TT | Y073X0TT
TC011101 | Y07L | X0J3 | Y07LX0J3
TC011101 | YZZZ | XZZZ | YZZZXZZZ
TC011101 | Z189 | X0J2 | Z189X0J2
TC011101 | Z189 | X0J7 | Z189X0J7
TC011101 | Z190 | X0J2 | Z190X0J2
TC011101 | Z190 | X0J7 | Z190X0J7
TC011201 | Y048 | X08C | Y048X08C
TC011201 | Y04B | X07D | Y04BX07D
TC011201 | Y04B | X07F | Y04BX07F
TC011201 | Y04B | X07W | Y04BX07W
TC011201 | Y04B | X083 | Y04BX083
TC011201 | Y04B | X0R4 | Y04BX0R4
TC011201 | Y04B | X0R9 | Y04BX0R9
TC011201 | Y04C | X07D | Y04CX07D
TC011201 | Y04C | X07F | Y04CX07F
TC011201 | Y04C | X07W | Y04CX07W
TC011201 | Y04C | X083 | Y04CX083
TC011201 | Y04C | X0R4 | Y04CX0R4
TC011201 | Y04C | X0R9 | Y04CX0R9
TC011201 | Y04G | X0YY | Y04GX0YY
TC011201 | Y04H | X092 | Y04HX092
TC011201 | Y04K | X0HK | Y04KX0HK
TC011201 | Y04K | X0HL | Y04KX0HL
TC011201 | Y04K | X0HP | Y04KX0HP
TC011201 | Y04K | X0ZG | Y04KX0ZG
TC011201 | Y04M | X0ZP | Y04MX0ZP
TC011201 | Y04N | X0ZP | Y04NX0ZP
TC011201 | Y04R | X0J2 | Y04RX0J2
TC011201 | Y04S | X0KJ | Y04SX0KJ
TC011201 | Y04S | X0KK | Y04SX0KK
TC011201 | Y04T | X0Z1 | Y04TX0Z1
TC011201 | Y04W | X0J0 | Y04WX0J0
TC011201 | Y04X | X0HV | Y04XX0HV
TC011201 | Y04X | X0Z2 | Y04XX0Z2
TC011201 | Y04Z | X0HM | Y04ZX0HM
TC011201 | Y04Z | X0YZ | Y04ZX0YZ
TC011201 | Y051 | X0Z5 | Y051X0Z5
TC011201 | Y053 | X08Y | Y053X08Y
TC011201 | Y053 | X0ZC | Y053X0ZC
TC011201 | Y05D | X0YD | Y05DX0YD
TC011201 | Y05K | X0FZ | Y05KX0FZ
TC011201 | Y05N | X08G | Y05NX08G
TC011201 | Y06X | X0L9 | Y06XX0L9
TC011201 | Y06X | X0LA | Y06XX0LA
TC011201 | Y06X | X0LB | Y06XX0LB
TC011201 | Y07L | X0J3 | Y07LX0J3
TC011201 | Y07X | X0HH | Y07XX0HH
TC011201 | YZZZ | XZZZ | YZZZXZZZ
TC011201 | Z191 | X0J2 | Z191X0J2
TC011201 | Z191 | X0J7 | Z191X0J7
TC011501 | Y044 | X019 | Y044X019
TC011501 | Y045 | X019 | Y045X019
TC011501 | Y048 | X0FB | Y048X0FB
TC011501 | Y048 | X0FC | Y048X0FC
TC011501 | Y04A | X0C3 | Y04AX0C3
TC011501 | Y04A | X0ZT | Y04AX0ZT
TC011501 | Y04B | X0C2 | Y04BX0C2
TC011501 | Y04B | X0C4 | Y04BX0C4
TC011501 | Y04B | X0C5 | Y04BX0C5
TC011501 | Y04B | X0ZU | Y04BX0ZU
TC011501 | Y04B | X0ZV | Y04BX0ZV
TC011501 | Y04C | X0C2 | Y04CX0C2
TC011501 | Y04C | X0C4 | Y04CX0C4
TC011501 | Y04C | X0C5 | Y04CX0C5
TC011501 | Y04C | X0ZU | Y04CX0ZU
TC011501 | Y04C | X0ZV | Y04CX0ZV
TC011501 | Y04H | X09E | Y04HX09E
TC011501 | Y04H | X09F | Y04HX09F
TC011501 | Y04H | X0HX | Y04HX0HX
TC011501 | Y04H | X0Z3 | Y04HX0Z3
TC011501 | Y04K | X0Z6 | Y04KX0Z6
TC011501 | Y04K | X0ZE | Y04KX0ZE
TC011501 | Y04K | X0ZH | Y04KX0ZH
TC011501 | Y04M | X0ZF | Y04MX0ZF
TC011501 | Y04N | X0ZF | Y04NX0ZF
TC011501 | Y04R | X0J2 | Y04RX0J2
TC011501 | Y04S | X08K | Y04SX08K
TC011501 | Y04S | X103 | Y04SX103
TC011501 | Y04T | X0ZR | Y04TX0ZR
TC011501 | Y04W | X0J0 | Y04WX0J0
TC011501 | Y04W | X0YE | Y04WX0YE
TC011501 | Y04X | X0HW | Y04XX0HW
TC011501 | Y04X | X0HY | Y04XX0HY
TC011501 | Y04Z | X0HQ | Y04ZX0HQ
TC011501 | Y050 | X0ZB | Y050X0ZB
TC011501 | Y055 | X0ZS | Y055X0ZS
TC011501 | Y056 | X08M | Y056X08M
TC011501 | Y056 | X0ZK | Y056X0ZK
TC011501 | Y05J | X0TF | Y05JX0TF
TC011501 | Y05J | X0TG | Y05JX0TG
TC011501 | Y05J | X0TH | Y05JX0TH
TC011501 | Y05K | X0UM | Y05KX0UM
TC011501 | Y06W | X0Z7 | Y06WX0Z7
TC011501 | Y06X | X0L9 | Y06XX0L9
TC011501 | Y06X | X0LA | Y06XX0LA
TC011501 | Y073 | X0Z0 | Y073X0Z0
TC011501 | Y07L | X08H | Y07LX08H
TC011501 | Y07L | X08J | Y07LX08J
TC011501 | Y07L | X08L | Y07LX08L
TC011501 | Y07L | X0J3 | Y07LX0J3
TC011501 | YZZZ | XZZZ | YZZZXZZZ
TC011501 | Z192 | X0J2 | Z192X0J2
TC011501 | Z192 | X0J7 | Z192X0J7
TC011501 | Z193 | X0J2 | Z193X0J2
TC011501 | Z193 | X0J7 | Z193X0J7
TC011601 | Y044 | X019 | Y044X019
TC011601 | Y045 | X019 | Y045X019
TC011601 | Y048 | X0FB | Y048X0FB
TC011601 | Y048 | X0FC | Y048X0FC
TC011601 | Y04B | X0C2 | Y04BX0C2
TC011601 | Y04B | X0C4 | Y04BX0C4
TC011601 | Y04B | X0C6 | Y04BX0C6
TC011601 | Y04B | X0ZU | Y04BX0ZU
TC011601 | Y04B | X0ZV | Y04BX0ZV
TC011601 | Y04C | X0C2 | Y04CX0C2
TC011601 | Y04C | X0C4 | Y04CX0C4
TC011601 | Y04C | X0C6 | Y04CX0C6
TC011601 | Y04C | X0ZU | Y04CX0ZU
TC011601 | Y04C | X0ZV | Y04CX0ZV
TC011601 | Y04H | X09C | Y04HX09C
TC011601 | Y04H | X09E | Y04HX09E
TC011601 | Y04H | X09F | Y04HX09F
TC011601 | Y04H | X0HX | Y04HX0HX
TC011601 | Y04H | X0Z3 | Y04HX0Z3
TC011601 | Y04K | X0Z4 | Y04KX0Z4
TC011601 | Y04K | X0Z6 | Y04KX0Z6
TC011601 | Y04K | X0ZH | Y04KX0ZH
TC011601 | Y04R | X0J2 | Y04RX0J2
TC011601 | Y04S | X103 | Y04SX103
TC011601 | Y04T | X0HZ | Y04TX0HZ
TC011601 | Y04W | X0J0 | Y04WX0J0
TC011601 | Y04X | X0HW | Y04XX0HW
TC011601 | Y04X | X0HY | Y04XX0HY
TC011601 | Y04Z | X0HQ | Y04ZX0HQ
TC011601 | Y050 | X0ZB | Y050X0ZB
TC011601 | Y05J | X0TF | Y05JX0TF
TC011601 | Y05J | X0TG | Y05JX0TG
TC011601 | Y05K | X0TE | Y05KX0TE
TC011601 | Y05K | X0UM | Y05KX0UM
TC011601 | Y05N | X0QH | Y05NX0QH
TC011601 | Y05N | X11G | Y05NX11G
TC011601 | Y06X | X0L9 | Y06XX0L9
TC011601 | Y06X | X0LA | Y06XX0LA
TC011601 | Y073 | X0Z0 | Y073X0Z0
TC011601 | Y07L | X0J3 | Y07LX0J3
TC011601 | Y07L | X101 | Y07LX101
TC011601 | YZZZ | XZZZ | YZZZXZZZ
TC011601 | Z194 | X0J2 | Z194X0J2
TC011601 | Z194 | X0J7 | Z194X0J7
TC011601 | Z195 | X0J2 | Z195X0J2
TC011601 | Z195 | X0J7 | Z195X0J7
TC012201 | Y048 | X08C | Y048X08C
TC012201 | Y049 | X080 | Y049X080
TC012201 | Y049 | X083 | Y049X083
TC012201 | Y04A | X080 | Y04AX080
TC012201 | Y04A | X083 | Y04AX083
TC012201 | Y04B | X03C | Y04BX03C
TC012201 | Y04B | X03D | Y04BX03D
TC012201 | Y04B | X07A | Y04BX07A
TC012201 | Y04B | X084 | Y04BX084
TC012201 | Y04B | X08B | Y04BX08B
TC012201 | Y04C | X03C | Y04CX03C
TC012201 | Y04C | X03D | Y04CX03D
TC012201 | Y04C | X07A | Y04CX07A
TC012201 | Y04C | X084 | Y04CX084
TC012201 | Y04C | X08B | Y04CX08B
TC012201 | Y04G | X0GR | Y04GX0GR
TC012201 | Y04H | X08X | Y04HX08X
TC012201 | Y04H | X091 | Y04HX091
TC012201 | Y04H | X0H0 | Y04HX0H0
TC012201 | Y04H | X0H2 | Y04HX0H2
TC012201 | Y04K | X0GU | Y04KX0GU
TC012201 | Y04K | X0GW | Y04KX0GW
TC012201 | Y04L | X0GS | Y04LX0GS
TC012201 | Y04M | X0GZ | Y04MX0GZ
TC012201 | Y04N | X0GZ | Y04NX0GZ
TC012201 | Y04S | X0J1 | Y04SX0J1
TC012201 | Y04S | X0JQ | Y04SX0JQ
TC012201 | Y04T | X08T | Y04TX08T
TC012201 | Y04T | X0GT | Y04TX0GT
TC012201 | Y04U | X0BV | Y04UX0BV
TC012201 | Y04Z | X0GV | Y04ZX0GV
TC012201 | Y04Z | X0H1 | Y04ZX0H1
TC012201 | Y050 | X0GX | Y050X0GX
TC012201 | Y051 | X0GY | Y051X0GY
TC012201 | Y058 | X0S9 | Y058X0S9
TC012201 | Y05G | X0JA | Y05GX0JA
TC012201 | Y05G | X0RA | Y05GX0RA
TC012201 | Y05H | X0JA | Y05HX0JA
TC012201 | Y05H | X0RA | Y05HX0RA
TC012201 | Y05N | X0QB | Y05NX0QB
TC012201 | Y05N | X0QF | Y05NX0QF
TC012201 | Y073 | X0CT | Y073X0CT
TC012201 | Y073 | X0CU | Y073X0CU
TC012201 | Y073 | X0CV | Y073X0CV
TC012201 | Y07L | X0J2 | Y07LX0J2
TC012201 | Y07L | X0J3 | Y07LX0J3
TC012201 | YZZZ | XZZZ | YZZZXZZZ
TC012201 | Z196 | X0J7 | Z196X0J7
TC012201 | Z197 | X0J7 | Z197X0J7
TC012202 | Y046 | X0BR | Y046X0BR
TC012202 | Y047 | X059 | Y047X059
TC012202 | Y04B | X0AR | Y04BX0AR
TC012202 | Y04B | X0AS | Y04BX0AS
TC012202 | Y04B | X0B4 | Y04BX0B4
TC012202 | Y04B | X0B6 | Y04BX0B6
TC012202 | Y04B | X0B7 | Y04BX0B7
TC012202 | Y04B | X0B9 | Y04BX0B9
TC012202 | Y04B | X0BB | Y04BX0BB
TC012202 | Y04B | X0BN | Y04BX0BN
TC012202 | Y04B | X0BW | Y04BX0BW
TC012202 | Y04B | X0BX | Y04BX0BX
TC012202 | Y04B | X0BY | Y04BX0BY
TC012202 | Y04C | X0AR | Y04CX0AR
TC012202 | Y04C | X0AS | Y04CX0AS
TC012202 | Y04C | X0B4 | Y04CX0B4
TC012202 | Y04C | X0B6 | Y04CX0B6
TC012202 | Y04C | X0B7 | Y04CX0B7
TC012202 | Y04C | X0B9 | Y04CX0B9
TC012202 | Y04C | X0BB | Y04CX0BB
TC012202 | Y04C | X0BN | Y04CX0BN
TC012202 | Y04C | X0BW | Y04CX0BW
TC012202 | Y04C | X0BX | Y04CX0BX
TC012202 | Y04C | X0BY | Y04CX0BY
TC012202 | Y04E | X099 | Y04EX099
TC012202 | Y04E | X0BS | Y04EX0BS
TC012202 | Y04F | X099 | Y04FX099
TC012202 | Y04F | X0BS | Y04FX0BS
TC012202 | Y04G | X0GR | Y04GX0GR
TC012202 | Y04H | X098 | Y04HX098
TC012202 | Y04H | X09B | Y04HX09B
TC012202 | Y04H | X0AX | Y04HX0AX
TC012202 | Y04H | X0AY | Y04HX0AY
TC012202 | Y04H | X0AZ | Y04HX0AZ
TC012202 | Y04H | X0BE | Y04HX0BE
TC012202 | Y04H | X0BH | Y04HX0BH
TC012202 | Y04H | X0H0 | Y04HX0H0
TC012202 | Y04H | X0H2 | Y04HX0H2
TC012202 | Y04K | X0GU | Y04KX0GU
TC012202 | Y04K | X0GW | Y04KX0GW
TC012202 | Y04L | X0GS | Y04LX0GS
TC012202 | Y04M | X0GZ | Y04MX0GZ
TC012202 | Y04N | X0GZ | Y04NX0GZ
TC012202 | Y04Q | X0B1 | Y04QX0B1
TC012202 | Y04R | X05P | Y04RX05P
TC012202 | Y04S | X05A | Y04SX05A
TC012202 | Y04S | X0C0 | Y04SX0C0
TC012202 | Y04S | X0J1 | Y04SX0J1
TC012202 | Y04S | X0JQ | Y04SX0JQ
TC012202 | Y04T | X0GT | Y04TX0GT
TC012202 | Y04U | X0BV | Y04UX0BV
TC012202 | Y04Z | X0GV | Y04ZX0GV
TC012202 | Y04Z | X0H1 | Y04ZX0H1
TC012202 | Y050 | X0GX | Y050X0GX
TC012202 | Y051 | X0GY | Y051X0GY
TC012202 | Y056 | X05C | Y056X05C
TC012202 | Y056 | X0AM | Y056X0AM
TC012202 | Y056 | X0AN | Y056X0AN
TC012202 | Y057 | X0Y8 | Y057X0Y8
TC012202 | Y058 | X0BF | Y058X0BF
TC012202 | Y058 | X0BU | Y058X0BU
TC012202 | Y059 | X0BJ | Y059X0BJ
TC012202 | Y05B | X0BA | Y05BX0BA
TC012202 | Y05B | X0BZ | Y05BX0BZ
TC012202 | Y05C | X05B | Y05CX05B
TC012202 | Y05E | X05J | Y05EX05J
TC012202 | Y05G | X0AQ | Y05GX0AQ
TC012202 | Y05G | X0AT | Y05GX0AT
TC012202 | Y05G | X0BC | Y05GX0BC
TC012202 | Y05G | X0BP | Y05GX0BP
TC012202 | Y05G | X0YL | Y05GX0YL
TC012202 | Y05H | X0AQ | Y05HX0AQ
TC012202 | Y05H | X0AT | Y05HX0AT
TC012202 | Y05H | X0BC | Y05HX0BC
TC012202 | Y05H | X0BP | Y05HX0BP
TC012202 | Y05H | X0YL | Y05HX0YL
TC012202 | Y05K | X0BK | Y05KX0BK
TC012202 | Y05N | X0V0 | Y05NX0V0
TC012202 | Y073 | X0BG | Y073X0BG
TC012202 | Y073 | X0BQ | Y073X0BQ
TC012202 | Y07L | X05E | Y07LX05E
TC012202 | Y07L | X05F | Y07LX05F
TC012202 | Y07L | X0AV | Y07LX0AV
TC012202 | Y07L | X0AW | Y07LX0AW
TC012202 | Y07L | X0J2 | Y07LX0J2
TC012202 | Y07L | X0J3 | Y07LX0J3
TC012202 | YZZZ | XZZZ | YZZZXZZZ
TC012202 | Z198 | X05P | Z198X05P
TC012202 | Z198 | X0J7 | Z198X0J7
TC012202 | Z199 | X05P | Z199X05P
TC012202 | Z199 | X0J7 | Z199X0J7
TC012202 | Z200 | X05P | Z200X05P
TC012202 | Z200 | X0J7 | Z200X0J7
TC012203 | Y047 | X05D | Y047X05D
TC012203 | Y048 | X08C | Y048X08C
TC012203 | Y04B | X07A | Y04BX07A
TC012203 | Y04B | X07Q | Y04BX07Q
TC012203 | Y04B | X082 | Y04BX082
TC012203 | Y04B | X083 | Y04BX083
TC012203 | Y04B | X08F | Y04BX08F
TC012203 | Y04B | X0R7 | Y04BX0R7
TC012203 | Y04C | X07A | Y04CX07A
TC012203 | Y04C | X07Q | Y04CX07Q
TC012203 | Y04C | X082 | Y04CX082
TC012203 | Y04C | X083 | Y04CX083
TC012203 | Y04C | X08F | Y04CX08F
TC012203 | Y04C | X0R7 | Y04CX0R7
TC012203 | Y04E | X096 | Y04EX096
TC012203 | Y04F | X096 | Y04FX096
TC012203 | Y04G | X0GR | Y04GX0GR
TC012203 | Y04H | X07Z | Y04HX07Z
TC012203 | Y04H | X08U | Y04HX08U
TC012203 | Y04H | X08X | Y04HX08X
TC012203 | Y04H | X091 | Y04HX091
TC012203 | Y04H | X095 | Y04HX095
TC012203 | Y04H | X0H0 | Y04HX0H0
TC012203 | Y04H | X0H2 | Y04HX0H2
TC012203 | Y04K | X0GU | Y04KX0GU
TC012203 | Y04K | X0GW | Y04KX0GW
TC012203 | Y04L | X0GS | Y04LX0GS
TC012203 | Y04M | X0GZ | Y04MX0GZ
TC012203 | Y04N | X0GZ | Y04NX0GZ
TC012203 | Y04P | X0J6 | Y04PX0J6
TC012203 | Y04R | X0J2 | Y04RX0J2
TC012203 | Y04S | X05K | Y04SX05K
TC012203 | Y04S | X0B2 | Y04SX0B2
TC012203 | Y04S | X0BT | Y04SX0BT
TC012203 | Y04S | X0JQ | Y04SX0JQ
TC012203 | Y04S | X0YM | Y04SX0YM
TC012203 | Y04T | X0GT | Y04TX0GT
TC012203 | Y04Z | X0GV | Y04ZX0GV
TC012203 | Y04Z | X0H1 | Y04ZX0H1
TC012203 | Y050 | X0GX | Y050X0GX
TC012203 | Y051 | X0GY | Y051X0GY
TC012203 | Y056 | X0BM | Y056X0BM
TC012203 | Y056 | X0Y9 | Y056X0Y9
TC012203 | Y058 | X0K4 | Y058X0K4
TC012203 | Y05C | X05L | Y05CX05L
TC012203 | Y05C | X0BL | Y05CX0BL
TC012203 | Y05E | X0TQ | Y05EX0TQ
TC012203 | Y05E | X0TR | Y05EX0TR
TC012203 | Y05F | X0YF | Y05FX0YF
TC012203 | Y05G | X0JC | Y05GX0JC
TC012203 | Y05H | X0JC | Y05HX0JC
TC012203 | Y05N | X0QB | Y05NX0QB
TC012203 | Y05N | X0QG | Y05NX0QG
TC012203 | Y073 | X0TT | Y073X0TT
TC012203 | Y07L | X0J3 | Y07LX0J3
TC012203 | YZZZ | XZZZ | YZZZXZZZ
TC012203 | Z201 | X0J2 | Z201X0J2
TC012203 | Z201 | X0J7 | Z201X0J7
TC012203 | Z202 | X0J2 | Z202X0J2
TC012203 | Z202 | X0J7 | Z202X0J7
TC012203 | Z203 | X0J2 | Z203X0J2
TC012203 | Z203 | X0J7 | Z203X0J7
TC012203 | Z204 | X0J2 | Z204X0J2
TC012203 | Z204 | X0J7 | Z204X0J7
TC012205 | Y043 | X006 | Y043X006
TC012205 | Y048 | X08C | Y048X08C
TC012205 | Y048 | X08D | Y048X08D
TC012205 | Y048 | X08E | Y048X08E
TC012205 | Y04A | X080 | Y04AX080
TC012205 | Y04B | X07A | Y04BX07A
TC012205 | Y04B | X07P | Y04BX07P
TC012205 | Y04B | X07Q | Y04BX07Q
TC012205 | Y04B | X082 | Y04BX082
TC012205 | Y04B | X083 | Y04BX083
TC012205 | Y04B | X084 | Y04BX084
TC012205 | Y04B | X0R7 | Y04BX0R7
TC012205 | Y04C | X07A | Y04CX07A
TC012205 | Y04C | X07P | Y04CX07P
TC012205 | Y04C | X07Q | Y04CX07Q
TC012205 | Y04C | X082 | Y04CX082
TC012205 | Y04C | X083 | Y04CX083
TC012205 | Y04C | X084 | Y04CX084
TC012205 | Y04C | X0R7 | Y04CX0R7
TC012205 | Y04D | X087 | Y04DX087
TC012205 | Y04D | X088 | Y04DX088
TC012205 | Y04G | X0GR | Y04GX0GR
TC012205 | Y04H | X07X | Y04HX07X
TC012205 | Y04H | X07Z | Y04HX07Z
TC012205 | Y04H | X08X | Y04HX08X
TC012205 | Y04H | X091 | Y04HX091
TC012205 | Y04H | X0H0 | Y04HX0H0
TC012205 | Y04H | X0H2 | Y04HX0H2
TC012205 | Y04K | X0GU | Y04KX0GU
TC012205 | Y04K | X0GW | Y04KX0GW
TC012205 | Y04K | X0RW | Y04KX0RW
TC012205 | Y04K | X0RX | Y04KX0RX
TC012205 | Y04K | X0TL | Y04KX0TL
TC012205 | Y04K | X0Y1 | Y04KX0Y1
TC012205 | Y04L | X0GS | Y04LX0GS
TC012205 | Y04M | X0GZ | Y04MX0GZ
TC012205 | Y04N | X0GZ | Y04NX0GZ
TC012205 | Y04R | X0J2 | Y04RX0J2
TC012205 | Y04S | X0JQ | Y04SX0JQ
TC012205 | Y04T | X08T | Y04TX08T
TC012205 | Y04T | X0GT | Y04TX0GT
TC012205 | Y04Z | X0GV | Y04ZX0GV
TC012205 | Y04Z | X0H1 | Y04ZX0H1
TC012205 | Y050 | X0GX | Y050X0GX
TC012205 | Y051 | X0GY | Y051X0GY
TC012205 | Y05E | X0TS | Y05EX0TS
TC012205 | Y05G | X0JA | Y05GX0JA
TC012205 | Y05G | X0JB | Y05GX0JB
TC012205 | Y05H | X0JA | Y05HX0JA
TC012205 | Y05H | X0JB | Y05HX0JB
TC012205 | Y05K | X09N | Y05KX09N
TC012205 | Y05K | X0FW | Y05KX0FW
TC012205 | Y05K | X0TM | Y05KX0TM
TC012205 | Y05K | X0TN | Y05KX0TN
TC012205 | Y05K | X11P | Y05KX11P
TC012205 | Y05N | X0QB | Y05NX0QB
TC012205 | Y05N | X0QE | Y05NX0QE
TC012205 | Y05N | X0QF | Y05NX0QF
TC012205 | Y06X | X0L9 | Y06XX0L9
TC012205 | Y06X | X0LA | Y06XX0LA
TC012205 | Y06X | X0LB | Y06XX0LB
TC012205 | Y073 | X0TT | Y073X0TT
TC012205 | Y07L | X0J3 | Y07LX0J3
TC012205 | YZZZ | XZZZ | YZZZXZZZ
TC012205 | Z205 | X0J2 | Z205X0J2
TC012205 | Z205 | X0J7 | Z205X0J7
TC012205 | Z206 | X0J2 | Z206X0J2
TC012205 | Z206 | X0J7 | Z206X0J7
TC012205 | Z207 | X0J2 | Z207X0J2
TC012205 | Z207 | X0J7 | Z207X0J7
TC012206 | Y046 | X0BR | Y046X0BR
TC012206 | Y047 | X0YK | Y047X0YK
TC012206 | Y04B | X0AR | Y04BX0AR
TC012206 | Y04B | X0AS | Y04BX0AS
TC012206 | Y04B | X0B5 | Y04BX0B5
TC012206 | Y04B | X0B7 | Y04BX0B7
TC012206 | Y04B | X0B8 | Y04BX0B8
TC012206 | Y04B | X0B9 | Y04BX0B9
TC012206 | Y04B | X0BB | Y04BX0BB
TC012206 | Y04B | X0BN | Y04BX0BN
TC012206 | Y04B | X0BW | Y04BX0BW
TC012206 | Y04B | X0BX | Y04BX0BX
TC012206 | Y04C | X0AR | Y04CX0AR
TC012206 | Y04C | X0AS | Y04CX0AS
TC012206 | Y04C | X0B5 | Y04CX0B5
TC012206 | Y04C | X0B7 | Y04CX0B7
TC012206 | Y04C | X0B8 | Y04CX0B8
TC012206 | Y04C | X0B9 | Y04CX0B9
TC012206 | Y04C | X0BB | Y04CX0BB
TC012206 | Y04C | X0BN | Y04CX0BN
TC012206 | Y04C | X0BW | Y04CX0BW
TC012206 | Y04C | X0BX | Y04CX0BX
TC012206 | Y04E | X099 | Y04EX099
TC012206 | Y04E | X0BS | Y04EX0BS
TC012206 | Y04F | X099 | Y04FX099
TC012206 | Y04F | X0BS | Y04FX0BS
TC012206 | Y04G | X0GR | Y04GX0GR
TC012206 | Y04H | X098 | Y04HX098
TC012206 | Y04H | X09B | Y04HX09B
TC012206 | Y04H | X0AP | Y04HX0AP
TC012206 | Y04H | X0AX | Y04HX0AX
TC012206 | Y04H | X0BH | Y04HX0BH
TC012206 | Y04H | X0H0 | Y04HX0H0
TC012206 | Y04H | X0H2 | Y04HX0H2
TC012206 | Y04K | X0GU | Y04KX0GU
TC012206 | Y04K | X0GW | Y04KX0GW
TC012206 | Y04L | X0GS | Y04LX0GS
TC012206 | Y04M | X0GZ | Y04MX0GZ
TC012206 | Y04N | X0GZ | Y04NX0GZ
TC012206 | Y04S | X0B3 | Y04SX0B3
TC012206 | Y04S | X0BT | Y04SX0BT
TC012206 | Y04S | X0J1 | Y04SX0J1
TC012206 | Y04S | X0JQ | Y04SX0JQ
TC012206 | Y04S | X0YM | Y04SX0YM
TC012206 | Y04T | X0GT | Y04TX0GT
TC012206 | Y04U | X0BV | Y04UX0BV
TC012206 | Y04Z | X0GV | Y04ZX0GV
TC012206 | Y04Z | X0H1 | Y04ZX0H1
TC012206 | Y050 | X0GX | Y050X0GX
TC012206 | Y051 | X0GY | Y051X0GY
TC012206 | Y056 | X0BM | Y056X0BM
TC012206 | Y058 | X09H | Y058X09H
TC012206 | Y058 | X0BF | Y058X0BF
TC012206 | Y059 | X09J | Y059X09J
TC012206 | Y059 | X0BJ | Y059X0BJ
TC012206 | Y05B | X0BA | Y05BX0BA
TC012206 | Y05B | X0BZ | Y05BX0BZ
TC012206 | Y05C | X0BL | Y05CX0BL
TC012206 | Y05G | X0AQ | Y05GX0AQ
TC012206 | Y05G | X0AZ | Y05GX0AZ
TC012206 | Y05G | X0BC | Y05GX0BC
TC012206 | Y05G | X0BP | Y05GX0BP
TC012206 | Y05G | X0YL | Y05GX0YL
TC012206 | Y05H | X0AQ | Y05HX0AQ
TC012206 | Y05H | X0AZ | Y05HX0AZ
TC012206 | Y05H | X0BC | Y05HX0BC
TC012206 | Y05H | X0BP | Y05HX0BP
TC012206 | Y05H | X0YL | Y05HX0YL
TC012206 | Y05K | X0BK | Y05KX0BK
TC012206 | Y05N | X0UZ | Y05NX0UZ
TC012206 | Y05N | X0V0 | Y05NX0V0
TC012206 | Y073 | X09A | Y073X09A
TC012206 | Y073 | X0B0 | Y073X0B0
TC012206 | Y07L | X0AV | Y07LX0AV
TC012206 | Y07L | X0AW | Y07LX0AW
TC012206 | Y07L | X0BU | Y07LX0BU
TC012206 | Y07L | X0J2 | Y07LX0J2
TC012206 | Y07L | X0J3 | Y07LX0J3
TC012206 | YZZZ | XZZZ | YZZZXZZZ
TC012206 | Z208 | X0J7 | Z208X0J7
TC012206 | Z209 | X0J7 | Z209X0J7
TC019901 | Y044 | X016 | Y044X016
TC019901 | Y044 | X018 | Y044X018
TC019901 | Y044 | X019 | Y044X019
TC019901 | Y045 | X016 | Y045X016
TC019901 | Y045 | X018 | Y045X018
TC019901 | Y045 | X019 | Y045X019
TC019901 | Y046 | X0U9 | Y046X0U9
TC019901 | Y046 | X0UA | Y046X0UA
TC019901 | Y046 | X0UB | Y046X0UB
TC019901 | Y048 | X08C | Y048X08C
TC019901 | Y048 | X08D | Y048X08D
TC019901 | Y049 | X080 | Y049X080
TC019901 | Y049 | X083 | Y049X083
TC019901 | Y04A | X080 | Y04AX080
TC019901 | Y04A | X083 | Y04AX083
TC019901 | Y04B | X07A | Y04BX07A
TC019901 | Y04B | X07G | Y04BX07G
TC019901 | Y04B | X07H | Y04BX07H
TC019901 | Y04B | X084 | Y04BX084
TC019901 | Y04B | X085 | Y04BX085
TC019901 | Y04B | X0R7 | Y04BX0R7
TC019901 | Y04C | X07A | Y04CX07A
TC019901 | Y04C | X07G | Y04CX07G
TC019901 | Y04C | X07H | Y04CX07H
TC019901 | Y04C | X084 | Y04CX084
TC019901 | Y04C | X085 | Y04CX085
TC019901 | Y04C | X0R7 | Y04CX0R7
TC019901 | Y04D | X086 | Y04DX086
TC019901 | Y04G | X0TV | Y04GX0TV
TC019901 | Y04H | X07X | Y04HX07X
TC019901 | Y04H | X07Z | Y04HX07Z
TC019901 | Y04H | X08X | Y04HX08X
TC019901 | Y04H | X0UJ | Y04HX0UJ
TC019901 | Y04K | X0U4 | Y04KX0U4
TC019901 | Y04K | X0U8 | Y04KX0U8
TC019901 | Y04K | X0UG | Y04KX0UG
TC019901 | Y04M | X0U7 | Y04MX0U7
TC019901 | Y04N | X0U7 | Y04NX0U7
TC019901 | Y04R | X0J2 | Y04RX0J2
TC019901 | Y04S | X0JP | Y04SX0JP
TC019901 | Y04T | X08T | Y04TX08T
TC019901 | Y04T | X0TW | Y04TX0TW
TC019901 | Y04T | X0TX | Y04TX0TX
TC019901 | Y04T | X0UE | Y04TX0UE
TC019901 | Y04X | X0UC | Y04XX0UC
TC019901 | Y04X | X0UD | Y04XX0UD
TC019901 | Y04Z | X0TZ | Y04ZX0TZ
TC019901 | Y04Z | X0U0 | Y04ZX0U0
TC019901 | Y04Z | X0U3 | Y04ZX0U3
TC019901 | Y04Z | X0UF | Y04ZX0UF
TC019901 | Y050 | X0UH | Y050X0UH
TC019901 | Y051 | X11Q | Y051X11Q
TC019901 | Y05K | X09N | Y05KX09N
TC019901 | Y05K | X0FW | Y05KX0FW
TC019901 | Y05K | X0G0 | Y05KX0G0
TC019901 | Y05K | X0TN | Y05KX0TN
TC019901 | Y05K | X11P | Y05KX11P
TC019901 | Y05M | X0QJ | Y05MX0QJ
TC019901 | Y05M | X0QL | Y05MX0QL
TC019901 | Y05N | X0QJ | Y05NX0QJ
TC019901 | Y05N | X0QK | Y05NX0QK
TC019901 | Y05N | X0QL | Y05NX0QL
TC019901 | Y06X | X0L9 | Y06XX0L9
TC019901 | Y06X | X0LA | Y06XX0LA
TC019901 | Y06X | X0LB | Y06XX0LB
TC019901 | Y07L | X0J3 | Y07LX0J3
TC019901 | Y07L | X0K3 | Y07LX0K3
TC019901 | Y07L | X101 | Y07LX101
TC019901 | YZZZ | XZZZ | YZZZXZZZ
TC019901 | Z210 | X0J2 | Z210X0J2
TC019901 | Z210 | X0J7 | Z210X0J7
TC019901 | Z211 | X0J2 | Z211X0J2
TC019901 | Z211 | X0J7 | Z211X0J7
TC019902 | Y04H | X07X | Y04HX07X
TC019902 | Y04H | X07Z | Y04HX07Z
TC019902 | Y04H | X08X | Y04HX08X
TC019902 | Y04K | X0TL | Y04KX0TL
TC019902 | Y04R | X0J2 | Y04RX0J2
TC019902 | Y04S | X0J1 | Y04SX0J1
TC019902 | Y04S | X103 | Y04SX103
TC019902 | Y04V | X0DS | Y04VX0DS
TC019902 | Y053 | X0TP | Y053X0TP
TC019902 | Y053 | X0TU | Y053X0TU
TC019902 | Y05G | X0DT | Y05GX0DT
TC019902 | Y05H | X0DT | Y05HX0DT
TC019902 | Y05K | X09N | Y05KX09N
TC019902 | Y05K | X0FW | Y05KX0FW
TC019902 | Y05K | X0TM | Y05KX0TM
TC019902 | Y05K | X0TN | Y05KX0TN
TC019902 | Y05K | X11P | Y05KX11P
TC019902 | Y05N | X0QD | Y05NX0QD
TC019902 | Y05N | X0QE | Y05NX0QE
TC019902 | Y05N | X0QF | Y05NX0QF
TC019902 | Y06X | X0L9 | Y06XX0L9
TC019902 | Y06X | X0LA | Y06XX0LA
TC019902 | Y06X | X0LB | Y06XX0LB
TC019902 | Y073 | X0TT | Y073X0TT
TC019902 | Y07L | X0J3 | Y07LX0J3
TC019902 | YZZZ | XZZZ | YZZZXZZZ
TC019902 | Z177 | X0J2 | Z177X0J2
TC019902 | Z177 | X0J7 | Z177X0J7
TC019902 | Z212 | X0J2 | Z212X0J2
TC019902 | Z212 | X0J7 | Z212X0J7
TC019902 | Z213 | X0J2 | Z213X0J2
TC019902 | Z213 | X0J7 | Z213X0J7
TX010101 | Y05S | X01P | Y05SX01P
TX010101 | Y05S | X01S | Y05SX01S
TX010101 | Y05T | X0WU | Y05TX0WU
TX010101 | Y05U | X0A7 | Y05UX0A7
TX010101 | Y05U | X0A8 | Y05UX0A8
TX010101 | Y05U | X0A9 | Y05UX0A9
TX010101 | Y05U | X0AA | Y05UX0AA
TX010101 | Y05U | X0AB | Y05UX0AB
TX010101 | Y05U | X0AC | Y05UX0AC
TX010101 | Y05U | X0AD | Y05UX0AD
TX010101 | Y05U | X0AE | Y05UX0AE
TX010101 | Y05U | X0AF | Y05UX0AF
TX010101 | Y05U | X0AG | Y05UX0AG
TX010101 | Y05U | X0AH | Y05UX0AH
TX010101 | Y05V | X029 | Y05VX029
TX010101 | Y05W | X0A7 | Y05WX0A7
TX010101 | Y05W | X0A8 | Y05WX0A8
TX010101 | Y05W | X0A9 | Y05WX0A9
TX010101 | Y05W | X0AA | Y05WX0AA
TX010101 | Y05W | X0AB | Y05WX0AB
TX010101 | Y05W | X0AC | Y05WX0AC
TX010101 | Y05W | X0AD | Y05WX0AD
TX010101 | Y05W | X0AE | Y05WX0AE
TX010101 | Y05W | X0AF | Y05WX0AF
TX010101 | Y05W | X0E8 | Y05WX0E8
TX010101 | Y05W | X0SV | Y05WX0SV
TX010101 | Y05X | X0AA | Y05XX0AA
TX010101 | Y05Y | X0JS | Y05YX0JS
TX010101 | Y05Y | X0JV | Y05YX0JV
TX010101 | Y05Y | X0JW | Y05YX0JW
TX010101 | Y05Y | X0JX | Y05YX0JX
TX010101 | Y05Y | X100 | Y05YX100
TX010101 | Y05Z | X063 | Y05ZX063
TX010101 | Y05Z | X0WV | Y05ZX0WV
TX010101 | Y05Z | X123 | Y05ZX123
TX010101 | Y05Z | X124 | Y05ZX124
TX010101 | Y05Z | X125 | Y05ZX125
TX010101 | Y060 | X00V | Y060X00V
TX010101 | Y060 | X00W | Y060X00W
TX010101 | Y060 | X06A | Y060X06A
TX010101 | Y060 | X06D | Y060X06D
TX010101 | Y060 | X06E | Y060X06E
TX010101 | Y060 | X0JL | Y060X0JL
TX010101 | Y060 | X0JM | Y060X0JM
TX010101 | Y060 | X0JN | Y060X0JN
TX010101 | Y060 | X0KC | Y060X0KC
TX010101 | Y060 | X0KH | Y060X0KH
TX010101 | Y060 | X104 | Y060X104
TX010101 | Y061 | X012 | Y061X012
TX010101 | Y061 | X013 | Y061X013
TX010101 | Y061 | X068 | Y061X068
TX010101 | Y061 | X069 | Y061X069
TX010101 | Y061 | X06C | Y061X06C
TX010101 | Y062 | X014 | Y062X014
TX010101 | Y062 | X0K9 | Y062X0K9
TX010101 | Y062 | X0KA | Y062X0KA
TX010101 | Y062 | X0KB | Y062X0KB
TX010101 | Y062 | X0KD | Y062X0KD
TX010101 | Y062 | X0KE | Y062X0KE
TX010101 | Y062 | X0KF | Y062X0KF
TX010101 | Y063 | X11M | Y063X11M
TX010101 | Y064 | X02G | Y064X02G
TX010101 | Y064 | X02H | Y064X02H
TX010101 | Y064 | X0WW | Y064X0WW
TX010101 | Y065 | X0A5 | Y065X0A5
TX010101 | Y065 | X0A6 | Y065X0A6
TX010101 | Y065 | X0ZZ | Y065X0ZZ
TX010101 | Y066 | X0XH | Y066X0XH
TX010101 | Y068 | X01R | Y068X01R
TX010101 | Y068 | X0MT | Y068X0MT
TX010101 | Y068 | X0MU | Y068X0MU
TX010101 | Y068 | X0SN | Y068X0SN
TX010101 | Y068 | X0SP | Y068X0SP
TX010101 | Y068 | X0SQ | Y068X0SQ
TX010101 | Y068 | X0SR | Y068X0SR
TX010101 | Y068 | X0SS | Y068X0SS
TX010101 | Y068 | X0ST | Y068X0ST
TX010101 | Y068 | X0SU | Y068X0SU
TX010101 | Y068 | X0SW | Y068X0SW
TX010101 | Y069 | X0K0 | Y069X0K0
TX010101 | Y069 | X0K1 | Y069X0K1
TX010101 | Y069 | X0K2 | Y069X0K2
TX010101 | Y069 | X0XG | Y069X0XG
TX010101 | Y069 | X0XJ | Y069X0XJ
TX010101 | Y069 | X11W | Y069X11W
TX010101 | Y06A | X0K0 | Y06AX0K0
TX010101 | Y06A | X0K1 | Y06AX0K1
TX010101 | Y06A | X0K2 | Y06AX0K2
TX010101 | Y06A | X0XG | Y06AX0XG
TX010101 | Y06A | X0XK | Y06AX0XK
TX010101 | Y06A | X11W | Y06AX11W
TX010101 | Y06B | X01Q | Y06BX01Q
TX010101 | Y06B | X10T | Y06BX10T
TX010101 | Y06B | X10U | Y06BX10U
TX010101 | Y06C | X0PG | Y06CX0PG
TX010101 | Y06C | X0PH | Y06CX0PH
TX010101 | Y06D | X06F | Y06DX06F
TX010101 | Y06D | X06G | Y06DX06G
TX010101 | Y06D | X06H | Y06DX06H
TX010101 | Y06D | X06J | Y06DX06J
TX010101 | Y06D | X06K | Y06DX06K
TX010101 | Y06D | X06L | Y06DX06L
TX010101 | Y06D | X0YA | Y06DX0YA
TX010101 | Y06D | X0ZY | Y06DX0ZY
TX010101 | Y06E | X06G | Y06EX06G
TX010101 | Y06E | X06H | Y06EX06H
TX010101 | Y06E | X06J | Y06EX06J
TX010101 | Y06E | X0SS | Y06EX0SS
TX010101 | Y06E | X0XG | Y06EX0XG
TX010101 | Y06E | X0XH | Y06EX0XH
TX010101 | Y06E | X0XJ | Y06EX0XJ
TX010101 | Y06E | X0XN | Y06EX0XN
TX010101 | Y06F | X0JR | Y06FX0JR
TX010101 | Y06F | X0JT | Y06FX0JT
TX010101 | Y06G | X0WR | Y06GX0WR
TX010101 | Y06H | X0WS | Y06HX0WS
TX010101 | Y06H | X0WT | Y06HX0WT
TX010101 | Y06Y | X0WQ | Y06YX0WQ
TX010101 | Y07B | X0T9 | Y07BX0T9
TX010101 | Y07B | X0TA | Y07BX0TA
TX010101 | Y07B | X0TB | Y07BX0TB
TX010101 | Y07B | X12W | Y07BX12W
TX010101 | Y07U | X06B | Y07UX06B
TX010101 | Y07U | X0KG | Y07UX0KG
TX010101 | Y07U | X0LD | Y07UX0LD
TX010101 | Y07U | X0LE | Y07UX0LE
TX010101 | Y07U | X0LF | Y07UX0LF
TX010101 | Y07U | X0LG | Y07UX0LG
TX010101 | Y07U | X0LH | Y07UX0LH
TX010101 | Y07U | X0XU | Y07UX0XU
TX010101 | Y07U | X106 | Y07UX106
TX010101 | YZZZ | XZZZ | YZZZXZZZ
UG010101 | Y022 | X02D | Y022X02D
UG010101 | Y022 | X02P | Y022X02P
UG010101 | Y022 | X02Q | Y022X02Q
UG010101 | Y022 | X0DV | Y022X0DV
UG010101 | Y022 | X0DW | Y022X0DW
UG010101 | Y022 | X0QV | Y022X0QV
UG010101 | Y022 | X0Y3 | Y022X0Y3
UG010101 | Y024 | X02W | Y024X02W
UG010101 | Y025 | X02W | Y025X02W
UG010101 | Y025 | X02X | Y025X02X
UG010101 | Y025 | X02Z | Y025X02Z
UG010101 | Y025 | X030 | Y025X030
UG010101 | Y025 | X034 | Y025X034
UG010101 | YZZZ | XZZZ | YZZZXZZZ
UG010201 | Y022 | X02D | Y022X02D
UG010201 | Y022 | X02P | Y022X02P
UG010201 | Y022 | X02Q | Y022X02Q
UG010201 | Y022 | X02T | Y022X02T
UG010201 | Y022 | X02V | Y022X02V
UG010201 | Y022 | X0DU | Y022X0DU
UG010201 | Y022 | X0DV | Y022X0DV
UG010201 | Y022 | X0DW | Y022X0DW
UG010201 | Y022 | X0DX | Y022X0DX
UG010201 | Y022 | X0QU | Y022X0QU
UG010201 | Y022 | X0QV | Y022X0QV
UG010201 | Y022 | X0Y3 | Y022X0Y3
UG010201 | Y024 | X02W | Y024X02W
UG010201 | Y025 | X02W | Y025X02W
UG010201 | Y025 | X02Y | Y025X02Y
UG010201 | Y025 | X02Z | Y025X02Z
UG010201 | Y025 | X030 | Y025X030
UG010201 | Y025 | X035 | Y025X035
UG010201 | YZZZ | XZZZ | YZZZXZZZ
UG020102 | Y022 | X02D | Y022X02D
UG020102 | Y022 | X02P | Y022X02P
UG020102 | Y022 | X02Q | Y022X02Q
UG020102 | Y022 | X0DV | Y022X0DV
UG020102 | Y022 | X0DW | Y022X0DW
UG020102 | Y022 | X0QV | Y022X0QV
UG020102 | Y022 | X0Y3 | Y022X0Y3
UG020102 | Y024 | X02W | Y024X02W
UG020102 | Y025 | X02W | Y025X02W
UG020102 | Y025 | X02X | Y025X02X
UG020102 | Y025 | X02Z | Y025X02Z
UG020102 | Y025 | X030 | Y025X030
UG020102 | Y025 | X034 | Y025X034
UG020102 | YZZZ | XZZZ | YZZZXZZZ
UG020203 | Y020 | X0EV | Y020X0EV
UG020203 | Y020 | X0EW | Y020X0EW
UG020203 | Y021 | X02S | Y021X02S
UG020203 | Y021 | X0EX | Y021X0EX
UG020203 | Y022 | X02D | Y022X02D
UG020203 | Y022 | X02P | Y022X02P
UG020203 | Y022 | X02Q | Y022X02Q
UG020203 | Y022 | X02R | Y022X02R
UG020203 | Y022 | X02T | Y022X02T
UG020203 | Y022 | X02V | Y022X02V
UG020203 | Y022 | X0DU | Y022X0DU
UG020203 | Y022 | X0DV | Y022X0DV
UG020203 | Y022 | X0DW | Y022X0DW
UG020203 | Y022 | X0DX | Y022X0DX
UG020203 | Y022 | X0QU | Y022X0QU
UG020203 | Y022 | X0QV | Y022X0QV
UG020203 | Y022 | X0Y3 | Y022X0Y3
UG020203 | Y023 | X02U | Y023X02U
UG020203 | Y024 | X02W | Y024X02W
UG020203 | Y025 | X02W | Y025X02W
UG020203 | Y025 | X02Y | Y025X02Y
UG020203 | Y025 | X02Z | Y025X02Z
UG020203 | Y025 | X030 | Y025X030
UG020203 | Y025 | X033 | Y025X033
UG020203 | YZZZ | XZZZ | YZZZXZZZ
UG039904 | Y022 | X02D | Y022X02D
UG039904 | Y022 | X02P | Y022X02P
UG039904 | Y022 | X02Q | Y022X02Q
UG039904 | Y022 | X02T | Y022X02T
UG039904 | Y022 | X02V | Y022X02V
UG039904 | Y022 | X0DU | Y022X0DU
UG039904 | Y022 | X0DV | Y022X0DV
UG039904 | Y022 | X0DW | Y022X0DW
UG039904 | Y022 | X0DX | Y022X0DX
UG039904 | Y022 | X0QU | Y022X0QU
UG039904 | Y022 | X0QV | Y022X0QV
UG039904 | Y022 | X0Y3 | Y022X0Y3
UG039904 | Y024 | X02W | Y024X02W
UG039904 | Y025 | X02W | Y025X02W
UG039904 | Y025 | X02Y | Y025X02Y
UG039904 | Y025 | X02Z | Y025X02Z
UG039904 | Y025 | X030 | Y025X030
UG039904 | Y025 | X035 | Y025X035
UG039904 | YZZZ | XZZZ | YZZZXZZZ
VR029901 | Y00C | X0UP | Y00CX0UP
VR029901 | Y00C | X11R | Y00CX11R
VR029901 | Y035 | X121 | Y035X121
VR029901 | Y035 | X122 | Y035X122
VR029901 | Y06M | X0Q5 | Y06MX0Q5
VR029901 | Y06N | X0UU | Y06NX0UU
VR029901 | Y06P | X002 | Y06PX002
VR029901 | Y06P | X0EY | Y06PX0EY
VR029901 | Y06P | X0PX | Y06PX0PX
VR029901 | Y06P | X0PY | Y06PX0PY
VR029901 | Y06P | X0Q3 | Y06PX0Q3
VR029901 | Y06P | X12R | Y06PX12R
VR029901 | Y06Q | X0XE | Y06QX0XE
VR029901 | Y079 | X0EM | Y079X0EM
VR029901 | Y07P | X0PQ | Y07PX0PQ
VR029901 | Y07P | X0PR | Y07PX0PR
VR029901 | Y07P | X128 | Y07PX128
VR029901 | Y07P | X12M | Y07PX12M
VR029901 | Y07P | X12N | Y07PX12N
VR029901 | Y07P | X12P | Y07PX12P
VR029901 | Y07P | X12U | Y07PX12U
VR029901 | Y07Q | X12H | Y07QX12H
VR029901 | Y07Q | X12M | Y07QX12M
VR029901 | Y07Q | X12U | Y07QX12U
VR029901 | Y07R | X12H | Y07RX12H
VR029901 | Y07R | X12S | Y07RX12S
VR029901 | Y07R | X12T | Y07RX12T
VR029901 | Y07V | X0XE | Y07VX0XE
VR029901 | YZZZ | XZZZ | YZZZXZZZ
VT029901 | Y072 | X0XL | Y072X0XL
VT029901 | Y075 | X0XL | Y075X0XL
VT029901 | Y075 | X11X | Y075X11X
VT029901 | Y075 | X12B | Y075X12B
VT029901 | Y075 | X12C | Y075X12C
VT029901 | Y075 | X12D | Y075X12D
VT029901 | Y075 | X12G | Y075X12G
VT029901 | Y078 | X0XM | Y078X0XM
VT029901 | Y07D | X12E | Y07DX12E
VT029901 | Y07X | X12Q | Y07XX12Q
VT029901 | YZZZ | XZZZ | YZZZXZZZ
VT039901 | Y01Q | X12J | Y01QX12J
VT039901 | Y072 | X0XL | Y072X0XL
VT039901 | Y075 | X0XL | Y075X0XL
VT039901 | Y075 | X11X | Y075X11X
VT039901 | Y075 | X11Y | Y075X11Y
VT039901 | Y075 | X11Z | Y075X11Z
VT039901 | Y075 | X120 | Y075X120
VT039901 | Y075 | X126 | Y075X126
VT039901 | Y075 | X12C | Y075X12C
VT039901 | Y075 | X12F | Y075X12F
VT039901 | Y075 | X12J | Y075X12J
VT039901 | Y075 | X12K | Y075X12K
VT039901 | Y075 | X12V | Y075X12V
VT039901 | Y078 | X0XM | Y078X0XM
VT039901 | Y07D | X127 | Y07DX127
VT039901 | Y07J | X12L | Y07JX12L
VT039901 | Y07K | X12X | Y07KX12X
VT039901 | Y07M | X11Y | Y07MX11Y
VT039901 | Y07M | X11Z | Y07MX11Z
VT039901 | Y07M | X12J | Y07MX12J
VT039901 | Y07M | X12K | Y07MX12K
VT039901 | Y07N | X12V | Y07NX12V
VT039901 | Y07X | X12Q | Y07XX12Q
VT039901 | YZZZ | XZZZ | YZZZXZZZ
VT049901 | Y03P | X0RH | Y03PX0RH
VT049901 | Y03Q | X0QW | Y03QX0QW
VT049901 | Y03Q | X0RJ | Y03QX0RJ
VT049901 | Y03Q | X11J | Y03QX11J
VT049901 | Y072 | X0XL | Y072X0XL
VT049901 | Y075 | X0DY | Y075X0DY
VT049901 | Y075 | X0XL | Y075X0XL
VT049901 | Y075 | X11X | Y075X11X
VT049901 | Y075 | X126 | Y075X126
VT049901 | Y075 | X12C | Y075X12C
VT049901 | Y075 | X12V | Y075X12V
VT049901 | Y078 | X0XM | Y078X0XM
VT049901 | Y07D | X127 | Y07DX127
VT049901 | Y07X | X12Q | Y07XX12Q
VT049901 | YZZZ | XZZZ | YZZZXZZZ
VT059901 | Y05P | X12L | Y05PX12L
VT059901 | Y05P | X12X | Y05PX12X
VT059901 | Y072 | X0XL | Y072X0XL
VT059901 | Y075 | X036 | Y075X036
VT059901 | Y075 | X0DZ | Y075X0DZ
VT059901 | Y075 | X0XL | Y075X0XL
VT059901 | Y075 | X0XP | Y075X0XP
VT059901 | Y075 | X11X | Y075X11X
VT059901 | Y075 | X126 | Y075X126
VT059901 | Y075 | X129 | Y075X129
VT059901 | Y075 | X12C | Y075X12C
VT059901 | Y075 | X12F | Y075X12F
VT059901 | Y075 | X12J | Y075X12J
VT059901 | Y075 | X12K | Y075X12K
VT059901 | Y075 | X12L | Y075X12L
VT059901 | Y075 | X12X | Y075X12X
VT059901 | Y078 | X0XM | Y078X0XM
VT059901 | Y07D | X127 | Y07DX127
VT059901 | Y07E | X12A | Y07EX12A
VT059901 | Y07M | X12J | Y07MX12J
VT059901 | Y07M | X12K | Y07MX12K
VT059901 | Y07S | X12A | Y07SX12A
VT059901 | Y07X | X12Q | Y07XX12Q
VT059901 | YZZZ | XZZZ | YZZZXZZZ
ZX019902 | Y05U | X0AH | Y05UX0AH
ZX019902 | Y05W | X0A7 | Y05WX0A7
ZX019902 | Y063 | X11M | Y063X11M
ZX019902 | Y068 | X12Z | Y068X12Z
ZX019902 | Y07M | X12J | Y07MX12J
ZX019902 | Y08D | X13E | Y08DX13E
ZX019902 | YZZZ | XZZZ | YZZZXZZZ
ZX029901 | Y05U | X0AH | Y05UX0AH
ZX029901 | Y05W | X0A7 | Y05WX0A7
ZX029901 | Y063 | X11M | Y063X11M
ZX029901 | Y068 | X12Z | Y068X12Z
ZX029901 | Y07M | X12J | Y07MX12J
ZX029901 | Y08E | X13F | Y08EX13F
ZX029901 | YZZZ | XZZZ | YZZZXZZZ

## Sheet1
Asset Class | Task Code | Priority
Poles | Pole - failure autopsy reqd
Poles | Pole - inspection audit
Poles | Pole - Pole Failure Report Req'd
Poles | Legacy Inspection
Poles | Miscellaneous Inspection
Poles | Pole Failure Inspection
Pole Top Equipment | Pole Top Inspection
Poles | Raise Defects on Bypassed Poles |  | Pole - Concrete - Replace
Poles | Termite Followup Inspection |  | Pole - replace
Poles | Visual Inspection |  | Pole - Condemned - Replace
Poles | Aerial Inspection |  | Pole Failure Inspection
Poles | Annual Fire Patrol |  | Visual Inspection
Poles | Condition Assessment |  | Aerial Inspection
Poles | Drone Inspection |  | Condition Assessment
Poles | Live Line Inspection |  | Drone Inspection
Poles | Metal Column Safety Assessment |  | Live Line Inspection
Poles | Miscellaneous Veg Inspection |  | Miscellaneous Veg Inspection
Poles | Pole Inspection |  | Pole Inspection
Poles | Pole MODSHOCK Inspection |  | Pole - termite follow up
Poles | Radial Aerial Inspection |  | Pole - Termite Research Followup
Poles | Radial Subtransmission Live Line Inspection |  | Pole - Termite Research Trial
Poles | Radial Subtransmission Visual Inspection |  | Pole - termite treatment
Poles | Subtransmission Visual Inspection |  | Pole - Termite Treatment Followup Req.
Poles | Vegetation Pre Listing Inspection |  | Pole - Termite Treatment Required
Poles | Consider Asset Dismantle
Poles | Consider Asset Removal
Poles | Pole - Anti-Split Bolt Required
Poles | Pole - Apply Heartrot Treatment
Poles | Pole - Audit Inspection - Contractor
Poles | Pole - Audit Inspection - Employee
Poles | Pole - Autopsy Reqd
Poles | Pole - Bypassed
Poles | Pole - Concrete - Replace | Yes
Poles | Pole - Condemned - Replace
Poles | Pole - conditional autopsy reqd
Poles | Pole - Desap
Poles | Pole - design assessment reqd
Poles | Pole - Design Survey Required
Poles | Pole - EWP Assessment Required
Poles | Pole - failure report reqd
Poles | Pole - Fill Required | Yes
Poles | Pole - Fit Struts | Yes
Poles | Pole - Fully Supported Mark
Poles | Pole - further inspection required
Poles | Pole - Ground Assessment Required
Poles | Pole - heartrot treatment | Yes
Poles | Pole - install additional
Poles | Pole - Install Aerial Hazard Markers
Poles | Pole - Other Maintenance Required
Poles | Pole - Pole Failure | Yes
Poles | Pole - Pole Failure Autopsy Required
Poles | Pole - Pole Failure Autopsy Results
Poles | Pole - Programmed Radial Subtrans Refurbish
Poles | Pole - Reinstate | Yes
Poles | Pole - Remove | Yes
Poles | Pole - Remove Aerial Hazard Markers
Poles | Pole - Remove Concrete Footing
Poles | Pole - remove foreign attachment
Poles | Pole - Remove Portable Step Plates
Poles | Pole - repair | Yes
Poles | Pole - replace | Yes
Poles | Pole - Replace - System Alteration
Poles | Pole - Replace Pole Cap | Yes
Poles | Pole - Replace Pole Steps
Poles | Pole - Replace Pole Top Bracket
Poles | Pole - Replace Reinforcement Bands
Poles | Pole - return to depot for autopsy
Poles | Pole - Spar pole
Poles | Pole - straighten | Yes
Poles | Pole - Temporary Strutts Required
Poles | Pole - termite follow up | Yes
Poles | Pole - Termite Research Followup | Yes
Poles | Pole - Termite Research Trial | Yes
Poles | Pole - termite treatment | Yes
Poles | Pole - Termite Treatment Followup Req. | Yes
Poles | Pole - Termite Treatment Required | Yes
Poles | Pole - Tighten Bands/Bolts | Yes
Poles | Pole barrier - install
Poles | Pole cap - replace
Poles | Pole fauna (possum) guard - install
Poles | Pole fauna (possum) guard - replace
Poles | Pole reinforcement - install
Poles | Pole reinforcement - replace
Poles | Pole reinforcement bands - replace
Poles | Pole Steel/Tower - Access Maintenance Required
Poles | Pole Steel/Tower - Clean and Paint
Poles | Pole Steel/Tower - Design Required
Poles | Pole Steel/Tower - Reinstate
Poles | Pole Steel/Tower - Replace
Poles | Pole Steel/Tower - Replace Inspection Plate
Poles | Pole Steel/Tower - Treat with Zinc Anodes
Poles | Pole Steel/Tower Treat Rust
Poles | Pole struts - install
Poles | Redundant - Stay wire guard - replace
Poles | Redundant - Stay wire insulator - replace
Poles | Stay - install (existing pole)
Poles | Stay barrier - install
Poles | Stay barrier - repair | Yes
Poles | Stay ground anchor - replace | Yes
Poles | Stay wire - repair | Yes
Poles | Stay wire - replace | Yes
Poles | Pole - install
Poles | Pole - upgrade
Poles | Stay - install
Poles | Stay - remove
Poles | Stay ground anchor - upgrade
Poles | Stay wire - upgrade
Pole Top Equipment | Conductor - Replace Ties
Pole Top Equipment | Redundant - Conductor tie - replace
Pole Top Equipment | Conductor - repair | Yes
Pole Top Equipment | Crossarm - further inspection required
Pole Top Equipment | Crossarm - Fit Anti-Split Bolt | Yes
Pole Top Equipment | Crossarm - Replace | Yes
Pole Top Equipment | Crossarm - Install Longer Crossarm
Pole Top Equipment | Crossarm - repair | Yes
Pole Top Equipment | Poletop - replace construction | Yes
Pole Top Equipment | Crossarm - upgrade | Yes
Pole Top Equipment | Crossarm - Replace Brace Straps | Yes
Pole Top Equipment | Crossarm - Termite Treatment Required | Yes
Pole Top Equipment | Hardware - Tighten | Yes
Pole Top Equipment | Insulator - Extra Disk Required
Pole Top Equipment | Redundant - Crossarm - tighten hardware
Pole Top Equipment | Insulator - repair | Yes
Pole Top Equipment | Insulator - Replace Clevis
Pole Top Equipment | Insulator - Replace | Yes
Pole Top Equipment | Insulator - Replace Pins
Pole Top Equipment | Insulator - Replace Shackles
Pole Top Equipment | Insulator - Replace with Polymer Ins.
Pole Top Equipment | Insulator - Wash and Clean
Pole Top Equipment | Insulator (glass) - replace | Yes
Pole Top Equipment | Insulator (hard cyclo) - replace | Yes
Pole Top Equipment | Insulator (porcelain) - replace | Yes
Pole Top Equipment | Insulator (soft polymer) - replace | Yes
Pole Top Equipment | Insulator - Remove Disc
Pole Top Equipment | Poletop - replace attachment
Pole Top Equipment | Insulator - upgrade | Yes
Pole Top Equipment | Crossarm - install
Pole Top Equipment | Poletop - Upgrade

## Cause Codes
CAUSE_CODE | DESCRIPT
ABSF | ABS Faulty
AIRQ | Audit Inspection Required
ASRQ | Assessment Required
AWSF | Aircraft Warning Sphere Faulty
AWSR | Aircraft Warning Sphere Required
BDIF | Bird Interference
BKFY | Bracket Faulty
BKSD | Broken Strand
CAEX | Capacity Exceeded
CAFY | Cable Faulty
CBFY | Control Box Faulty
CBUR | Crossarm Burnt
CBWD | Crossarm Badly Weathered
CDCR | Conductor Corroded
CDFY | Conductor Faulty
CEFY | Control Equipment Faulty
CFGD | Crossarm Fungal Decay
CFNR | Concrete Footing Not Required
CGFY | Cable Guard Faulty
CLSK | Crossarm Lightning Strike
CLTW | Crossarm Loose/Twisted
COND | Conduit/Saddles Faulty
CONN | Connection Faulty
CORR | Corroded
CSPT | Crossarm Split
CUDG | Cubicle Damaged
CUSB | Cubicle Subsidence
DFFY | Diffuser Faulty
DMCD | Damaged Conductors
DMGD | Damaged
DSRQ | Desapping Required
EMFY | Earth Mat Faulty
EMRQ | Earth Mat Required
ERLP | Erosion/Landslip
EXDA | External Decay Above
EXDB | External Decay Below
FATT | Foreign Attachment on Pole
FDAM | Fence Damaged
FGOB | Foreign Object on Line
FIXF | Fixing Faulty
FOFY | Focus Faulty
FUSF | Fuses Faulty
FYIR | Faulty Insulator
GSRQ | Glare Shields Required
GTFY | Gate Faulty
GYFY | Guy Faulty
HAMP | High Amps
HMNR | Hazard Markers Not Required
HMRQ | Hazard Marker Required
HREA | High Readings
HVGC | HV Insufficent Ground Clearance
IDEC | Internal Decay
IDYA | Internal Decay Above
IDYB | Internal Decay Below
IGFY | Igniter Faulty
ILAR | Illegal Access Risk
INDM | Insulation Damage
INSR | Inspection Reading
IPCL | Insufficient Phase Clearance
IPPE | Internal Pipe
KEUN | Known Earth Unavailable
LCLR | Low Clearance
LIGS | Lightning Strike
LKFY | Links Faulty
LLLR | Live Line Loop Required
LOCK | Lock Faulty
LPFY | Lamp Faulty
LPIN | Leaning Pins
LTFY | Lantern Faulty
LUMF | Luminaire Faulty
LVGC | LV Insufficent Ground Clearance
MBXF | Meter Box Faulty
MWNS | Modewak Noise
NOAC | No Access
NUFY | Number Faulty
NURQ | Number Required
NVAC | No Vehicle Access
NWPG | New Plantings
NXWE | Noxious Weeds
OBSL | Obsolete
OPDS | Other Pole Defects
OTAN | Other - Add Note
OUTR | Outreach
PBUR | Pole Burnt
PCFY | Pole Cap Faulty
PEFY | PE Cell Faulty
PFFD | Preform Fitting Damaged
FLVD | Fallen Vegetation / Debris
PGRQ | Possum Guard Required
PLEA | Pole Leaning
PLLF | Pole Limited Life
POFY | Pole Faulty
PSNR | Portable Step Plates Not Required
REGR | ReGrowth
RMUF | RMU Faulty
RSOT | Service Over-Tensioned
RSSD | Service Support Defective
SDFY | Surge Diverter Faulty
SDRQ | Surge Diverter Required
SEFY | Substation Equipment Faulty
SGFY | Sign Faulty
SGRQ | Sign Required
SWFY | Steel Work Faulty
SYSA | System Augmentation
TERM | Termite (Insect) Damage
TESN | Tester Noise
TKFY | Tank Faulty
TKLG | Tank Leaking
TKRY | Tank Rusty
TKSD | Tank Storm Damage
TMFY | Termination Faulty
TRIS | Tree in Service
TRNM | Tree Near Mains
TRTG | Tree Touching
UNCC | Uncovered Conductor
UNSZ | Undersize
VEHD | Vehicle Damage
VOLH | Voltage Low/High
WGRQ | Wire Guard Required
WIRD | Wiring Defective
CONS | Constructions
PFRT | Pole Failure Rot
PFTE | Pole Failure Termite Damage
PFCR | Corrosion
JALF | Label Faulty
JAMF | Marker Faulty
JGLO | Outlet Leaking
JGLI | Inlet Leaking
JDAM | Damaged Third Party
JDFA | Device Faulty
JTES | To Be Tested
JLKG | Leaking Gas
JADJ | Adjustment Required
JACC | Access Impaired
JEQF | Equipment Faulty
JFFL | Flame Failure Lockout
JFFR | Flame Failure Reset
JLOW | Low Water
JCOR | Corrosion / Rust
JPCC | Faulty Protective Coating
JWEL | Weld Faulty
JPEP | PE Pipe Cracked
JNYL | Nylon Pipe Failure
JSUB | Subsidence
JCCI | CI Pipe Cracked
JANO | Anode Consumed
JCON | Faulty Connection
JFVC | Volume Corrector Faulty
JRAF | Radio Faulty
JRTF | RTU Faulty
JBAF | Battery Faulty
JSPF | Solar Panel Faulty
JPTF | Pressure Transducer Faulty
JTTF | Temperature Transducer Faulty
PIMS | Modshock Inspection
TTHV | Tree Touching HV
TTLV | Tree Touching LV
TNHV | Tree Near HV
TNLV | Tree Near LV
CURQ | Customer Request
LNRQ | Lantern Not Required
DATA | Add Data
DATR | Remove Data
PNCP | Networks Capital Project
LTOP | Lantern Operating
LDIS | Disconnection of Lantern
LREC | Reconnection of Lantern
LRED | Lantern Redundant
RBLO | Reinstate Bands / Bolts Loose
ETRQ | Earth Test Required
LWFY | Wiring Faulty
LCFY | Luminaire / Control Box Faulty
CWRM | Control Wire Removed
EWP2 | EWP 2 Man Crew
EWP3 | EWP 3 Man Crew
EW2C | EWP 2 Man Crew & Chipper
EW3C | EWP 3 Man Crew & Chipper
GCRW | Ground Crew
CLIM | Climber
GCSM | Ground Crew Slasher Mulcher
GCCH | Ground Crew and Chipper
GCSL | Ground Crew Slasher
GCPS | Ground Crew Poison
GCPF | Ground Crew Poison Follow Up
CHIP | Chipper
BFSC | Return Pole Portion to FSC
AIAU | AI Autopsy
EWL2 | EWP 2 Man Large
EWL3 | EWP 3 Man Large
CLCH | Climber & Chipper
GCSI | Ground Crew Stem Injecting
GCFS | Ground Crew Foliage Spraying
GCCS | Ground Crew Cut Stump
STEN | Structure Encroachment
STFO | State Forest
PLND | Private Land
NPRK | National Park
HSTE | Heritage Site
CWTL | Coastal Wet Lands
NRES | Nature Reserve
RRES | Road Reserve
MLCC | Missing/Loose Connectors or Clips
SLUP | Streetlight Upgrade Program
JARR | Jarraff Machine
PBSP | Pole Badly Split
GSFY | Gas Switch Faulty
LMRQ | Locking Mechanism Required
PATR | Access Track Required for Pole Inspection
PVCR | Pole Inspection - Veg Clearing Required
PVAT | Defect Rectification - Veg Clearing Required
FTFL | Footing Failure
HIWN | High Winds
FREX | Fire - External Cause
FRAS | Fire - Asset Related
CLPT | Clean and Paint
FLRQ | Fill Required
REPR | Repair
REPF | Repair Fixing
REPL | Replace
REBS | Replace Base
RECN | Replace Connections
RECV | Replace Cover
RELK | Replace Locks
STRG | Straighten
SPAN | Span identification program
RSSW | Record Substation and Switchgear
VIHB | Vegetation - Tree Near Mains HV 0m - 1.5m
VIHD | Vegetation - Tree Near Mains HV 1.5m - 3.0m
VIHO | Vegetation - Tree Near Mains HV - Overhang
VITR | Vegetation - Tree Near Mains 132kV 3m - 6.0m
VILS | Vegetation - Touching Mains LV
NRQD | Not Required
VMN1 | Vegetation - A1 - HV-inside clearance by 75-100%
VMN2 | Vegetation - A2 - HV-inside clearance by 50-75%
VMN3 | Vegetation - A3 - HV-inside clearance by 25-50%
VMN4 | Vegetation - A4 - HV-inside clearance by 0-25%
VMN5 | Vegetation - A1 - LV-inside clearance by 75-100%
VMN6 | Vegetation - A2 - LV-inside clearance by 50-75%
VMN7 | Vegetation - A3 - LV-inside clearance by 25-50%
VMN8 | Vegetation - A4 - LV-inside clearance by 0-25%
VILO | Vegetation - Tree Near Mains LV - Overhang
IDSL | Streetlight Column Replacement Candidate - Potbelly/Triangular
SEHV | Exposed high voltage behind access door - Inadequate clearance
STRA | Enclosed Sub Refurb Candidate - Exposed HV - Adequate Clearance
STRI | Enclosed Sub Refurb Candidate - Exposed HV - Inadequate Clearance
PECA | Crossarm Replacement Candidate - PEC Type
ERNO | Non Operational Earth Redundant
LBNC | L Bracket Not Chamfered
AFRR | Asset Failure Reporting Req'd
EDOS | EDO On Steel Crossarm
XZZZ | Refer to hand-written Cause Notes below.
X000 | AC fuse/Circuit breaker blown/tripped - unknown.
X001 | Alarm card incorrect output - defective.
X002 | Alarm contacts open circuit - internal failure.
X003 | Analogue card open circuit - manufacturing defect.
X004 | Analogue card short circuit - human error.
X005 | Analogue card short circuit - internal fault.
X006 | Arc chute cracked - normal operation.
X007 | Arcing contacts burnt - fault operations.
X008 | Arcing contacts burnt - normal operation.
X009 | Aux contactors open circuit / high resistance - dirty contacts.
X00A | Aux contactors open circuit / high resistance - loose wiring connections.
X00B | Aux contacts incorrect operation - loose auxiliary switch drive linkage.
X00C | Aux contacts open circuit - broken CB closed contacts limit switch.
X00D | Aux contacts open circuit - corrosion/high resistance.
X00E | Aux contacts open circuit - high resistance / dirty contacts.
X00F | Aux contacts open circuit - wear/corroded interlocking lever.
X00G | Aux contacts open circuit / high resistance - damaged.
X00H | Aux contacts open circuit / high resistance - dirty contacts.
X00J | Aux contacts open circuit / high resistance - loose wiring connections.
X00K | Aux contacts open circuit / high resistance - twisting of pallet assembly.
X00L | Aux isolating contacts high resistance - operational surface contamination .
X00M | Aux isolating contacts high resistance - weak spring pressure.
X00N | Aux isolating contacts open circuit contacts - misalignment.
X00P | Auxiliary coil does not operate - open circuit.
X00Q | Auxiliary contactors open circuit / high resistance - dirty contacts.
X00R | Auxiliary contactors open circuit / high resistance - loose wiring connections.
X00S | Auxiliary contacts (Pallet switches) open circuit - corrosion/high resistance.
X00T | Auxiliary contacts (Pallets) open circuit / high resistance - dirty contacts.
X00U | Auxiliary contacts (Pallets) open circuit / high resistance - loose wiring connections.
X00V | Auxiliary cooling system not operating - defective contactor.
X00W | Auxiliary cooling system not operating - oil pump starter fail.
X00X | Auxiliary isolating contacts (Fingers) high resistance - weak spring pressure.
X00Y | Auxiliary isolating contacts (Fingers) open circuit contacts - misalignment.
X00Z | Auxiliary relay contacts failure to complete circuit - burning / pitting.
X010 | Auxiliary relay contacts failure to complete circuit - surface contamination.
X011 | Auxiliary relay fails to operate - open circuit coil.
X012 | Auxillary cooling system excess / unusual noise - fan bearing.
X013 | Auxillary cooling system excess / unusual noise - loose fan mounting.
X014 | Auxillary cooling system excess / unusual noise - pump bearing.
X015 | Barrier board cracked - high resistance contact.
X016 | Barrier board cracked - normal operation.
X017 | Barrier board cracked - poor manufacturing.
X018 | Barrier board loose mounting bolts - incorrect torque.
X019 | Barrier board tracking - contamination.
X01A | Barrier boards partial discharge - inadequate clearances.
X01B | Barrier boards tracking - contamination/moisture.
X01C | Battery cell low electrolyte level - cracked caps/case.
X01D | Battery cell low electrolyte level - over-charging.
X01E | Battery cell low voltage - internal defect.
X01F | Battery cell low voltage - low electrolyte level.
X01G | Battery cell reduced capacity - degraded.
X01H | Battery connectors high resistance - external corrosion.
X01J | Battery does not hold charge - end of life.
X01K | Battery does not hold charge - excessive discharge.
X01L | Battery does not hold charge - heat.
X01M | Battery stand (metallic) loss of strength - corrosion.
X01N | Bias circuit bridge rectifier open circuit - aging.
X01P | Bladder (external) ruptured - age degradation.
X01Q | Bladder (external) ruptured - pressure relief device fail.
X01R | Bladder (internal) obstructing breather - incorrect oil filling procedure
X01S | Bladder (internal) obstructing breather - rupture.
X01T | Bottom float sinks - damaged float.
X01U | Brake magnets weak - age degradation.
X01V | Buried earth conductors excessive voltage - degradation of earth grid.
X01W | Buried earth conductors open circuit / high resistance - impact. (site excavation)
X01X | Bus / circuit shutters mechanical damage - operator error.
X01Y | Bus bar cover partial discharge - age degradation.
X01Z | Bus bar cover partial discharge - inadequate clearances.
X020 | Bus bar cover tracking - contamination/moisture.
X021 | Bus bar joint high resistance - contamination.
X022 | Bus bar joint high resistance - loose connection.
X023 | Bus bar joints loss of compound - age degradation.
X024 | Bus bar joints loss of compound - over heating.
X025 | Bushing seal leaks - degradation of seal.
X026 | Bushing support misalignment of main contacts - no known failure mode.
X027 | Bushings dielectric strength loss - loss of dielectric between foils.
X028 | Bushings dielectric strength loss - loss of IR .
X029 | Bushings faulty connection - corrosion / poor connection.
X02A | Bushings high resistance - loose / corroded.
X02B | Bushings loss of I.R. - oil leak.
X02C | Bushings loss of I.R. - surface contamination.
X02D | Cable (general) severed - mechanical damage.
X02E | Cable box loss of compound - age degradation.
X02F | Cable box loss of compound - over heating.
X02G | Cable end box failure of tank to contain oil - deteriorated gaskets.
X02H | Cable end box flashover - excessive moisture ingress in end box.
X02J | Cable end boxes loss of I.R. - leakage of gas from ruptured seal/gland.
X02K | Cable end boxes SF6 gas degrades - high speed earthing switch operations.
X02L | Cable end boxes SF6 gas degrades - ineffective desiccant bag.
X02M | Cable end boxes SF6 gas degrades - ineffective gas moisture filters.
X02N | Cable gland does not seal - incorrect installation.
X02P | Cable joint failed - ingress of water.
X02Q | Cable joint overheated connection - corroded / loose.
X02R | Cable overheated - incorrect link box connections.
X02S | Cable overheated - link box water ingress.
X02T | Cable screen damaged serving - mechanical impact.
X02U | Cable screen damaged serving - open circuit sheath surge diverter.(SVL)
X02V | Cable screen moisture ingress - damaged serving.
X02W | Cable sealing end core movement - design.
X02X | Cable sealing end loss of I.R. - compound degradation.
X02Y | Cable sealing end loss of I.R. - construction defect.
X02Z | Cable sealing end loss of I.R. - water ingress.
X030 | Cable sealing end surface tracking - contamination.
X031 | Cable sheath open circuit - corrosion of connections.
X032 | Cable sheath open circuit - impact / excavations.
X033 | Cable termination overheated connection - corroded / loose.
X034 | Cable termination overheated connection - loss of insulating compound.
X035 | Cable termination overheated connection - poor construction.
X036 | Capacitive element shorted - degradation.
X037 | Capacitor loss of dielectric - age degradation.
X038 | Capillary broken - mechanical damage.
X039 | CAPM card rectifier failure - CAPM card failure.
X03A | Case shorting bridge open circuit - loss of spring tension.
X03B | Change-over selector high resistance - oxidation of contacts.
X03C | Change-over selector loss of contact pressure - incorrect removal/installation.
X03D | Change-over selector loss of contact pressure - weakened spring.
X03E | Chassis corrosion - lost of protective coating.
X03F | Circuit board bias circuit fails - aging.
X03G | Circuit board component failure - age/usage.
X03H | Circuit board harmonic restraint fails - age/usage.
X03J | Circuit board slow to drop out - component failure.
X03K | Circuit breaker high resistance - vacuum interrupter.
X03L | Circuit breaker insulation breakdown - age degradation.
X03M | Circuit breaker loss of I.R. - internal defect.
X03N | Circuit breaker loss of I.R. - surface contamination.
X03P | Circuit breaker surface tracking - contamination.
X03Q | Circuit breaker surface tracking - epoxy/resin breakdown.
X03R | Circuit breaker truck loss of I.R. - internal defect.
X03S | Close coil burnt - jammed mechanism.
X03T | Close coil loose mounting bolts - normal operation.
X03U | Closing actuator fails to latch - loss of lubrication.
X03V | Closing actuator fails to open/close - damaged.
X03W | Closing actuator fails to open/close - excess lubrication.
X03X | Closing actuator fails to open/close - high resistance closing circuit.
X03Y | Closing coil fails to open/close - closing cap failure.
X03Z | Closing coil fails to open/close - high resistance closing circuit.
X040 | Closing coil fails to open/close - loose mounting.
X041 | Closing contactor burnt - anti-pump circuit maloperation.
X042 | Closing contactor coil burnt - anti-pump circuit maloperation.
X043 | Closing contactor coil burnt - lockout relay maloperation.
X044 | Closing contactor coil fails to open/close - component failure.
X045 | Closing contactor coil fails to open/close - dirty closing contactor aux contacts.
X046 | Closing contactor coil fails to open/close - open circuit due coil failure.
X047 | Closing contactor coil jammed - dirty mechanism.
X048 | Closing contactor jammed - dirty mechanism.
X049 | Closing mech. fails to latch - damping dashpot worn.
X04A | Closing mech. fails to latch - latching lever incorrectly lubricated.
X04B | Closing mech. fails to latch - loss of lubrication.
X04C | Closing mech. fails to latch - oil on clutch plate.
X04D | Closing mech. fails to latch - trip latch out of adjustment.
X04E | Closing mech. fails to latch - trip roller and trigger fails to latch.
X04F | Closing mech. fails to latch - wear.
X04G | Closing mech. fails to open/close - broken drive pin.
X04H | Closing mech. fails to open/close - circlip missing.
X04J | Closing mech. fails to open/close - defective spring release coil.
X04K | Closing mech. fails to open/close - dislodged drive pins / circlips / locknuts.
X04L | Closing mech. fails to open/close - gearbox seized.
X04M | Closing mech. fails to open/close - high resistance closing circuit.
X04N | Closing mech. fails to open/close - loose connections on anti pumping relay.
X04P | Closing mech. fails to open/close - open circuit drive motor.
X04Q | Closing mech. fails to open/close - sheared drive pins.
X04R | Closing mech. fails to open/close - sheared drive shaft.
X04S | Closing mech. fails to open/close - spring charge (bw) switches out of adjustment.
X04T | Closing mech. fails to open/close - wear.
X04U | Closing mech. fails to spring charge - lack of lubrication.
X04V | Closing mech. fails to spring charge - open circuit drive motor.
X04W | Closing mech. fails to spring charge - open circuit spring charge motor.
X04X | Closing mech. fails to spring charge - spring charge (bw) switches out of adjustment.
X04Y | Closing mech. fails to spring charge - timing relay defective.
X04Z | Closing solenoid fails to operate - age degradation of rubber operating dampers.
X050 | Closing solenoid fails to operate - blown fuses.
X051 | Closing solenoid fails to operate - cracked solenoid housing.
X052 | Closing solenoid fails to operate - jammed core.
X053 | Closing solenoid fails to operate - jammed plunger.
X054 | Closing solenoid fails to operate - loose connections.
X055 | Closing solenoid fails to operate - loose solenoid mounting bolts.
X056 | Closing solenoid fails to operate - open circuit solenoid coil.
X057 | Closing solenoid fails to operate - return springs misaligned.
X058 | Clutch fails to charge spring - incorrect adjustment.
X059 | Coarse selector bleed screw leaks - not correctly tightened.
X05A | Coarse selector leaking gasket - age degradation.
X05B | Coarse selector shaft seal leaks - normal operational wear.
X05C | Coarse selector sight glass gasket leaks - age degradation.
X05D | Coarse selector switch bleed screw leaks - not correctly tightened.
X05E | Coarse selector switch contamination - moisture.
X05F | Coarse selector switch contamination - normal operation.
X05G | Coarse selector switch coupling bolts undone - normal operation (vibration).
X05H | Coarse selector switch fibre rolling gear stripped - normal operational wear.
X05J | Coarse selector switch high resistance - weak moving contact springs.
X05K | Coarse selector switch leaking gasket - age degradation.
X05L | Coarse selector switch shaft seal leaks - normal operational wear.
X05M | Coarse selector switch shear pins broken - misaligned selector.
X05N | Coarse selector switch shear pins broken - siezed internal drive shaft.
X05P | Coarse selector switch tracking - carbon/metallic particles.
X05Q | Coarse selector switch worm wheel stripped - mechanism binding.
X05R | Connection palms overheated - corroded connection.
X05S | Connection screws high resistance - incorrect tightening.
X05T | Connection screws short circuit to adjacent connections - incorrect tightening.
X05U | Connection stud back plane open circuit - loose connection.
X05V | Connection stud back plane open circuit - manufacturing defect.
X05W | Conservator valve closed - not opened after maintenance.
X05X | Contact arms fails to close - contact misalignment.
X05Y | Contact arms fails to open - contact misalignment.
X05Z | Control cabinet / CT terminal box contaminant ingress - corrosion.
X060 | Control cabinet / CT terminal box contaminant ingress - door locking mechanism failure.
X061 | Control cabinet / CT terminal box contaminant ingress - door seal failure.
X062 | Control cabinet contaminant ingress - degraded eye bolt 'O' ring.
X063 | Control cabinet contaminant ingress - heater failed.
X064 | Control cabinet ingress of dust - ingress of airborne particles.
X065 | Control cabinet ingress of dust - normal dust ingress.
X066 | Control cabinet vermin ingress - design fault.
X067 | Control cards incorrect operation - defective component.
X068 | Cooling fan excess / unusal noise - defective bearing.
X069 | Cooling fan not operating - corroded case.
X06A | Cooling fan not operating - motor circuit breaker defective.
X06B | Cooling fan not operating - OTI switch maloperation.
X06C | Cooling fan not operating - seized fan.
X06D | Cooling fan not operating - water in terminal box
X06E | Cooling fan not operating - wiring defect.
X06F | Core excess noise - lamination loose.
X06G | Core excess noise - loss of core clamping.
X06H | Core loss of clamping pressure - core shrinkage.
X06J | Core multiple earth points - core/frame insulation defect.
X06K | Core not effectively earthed - burnt off.
X06L | Core not effectively earthed - missing / open bond.
X06M | Counter mask jammed - loss of lubrication.
X06N | Course/Fine Selector worn contacts - normal operation.
X06P | CT secondary shorted turns - open circuit operation.
X06Q | CTs open circuit - loose connections.
X06R | Current dial open circuit - rotary switch contact surface contaminated.
X06S | Current dial open circuit - rotary switch damaged.
X06T | Damper fails to damp - excessive wear of seals.
X06U | Damper fails to damp - normal operational wear.
X06V | Dash pot fails to damp - drift out of adjustment.
X06W | Dash pot fails to damp - loss of oil.
X06X | DC fuse/Circuit breaker blown/tripped - unknown.
X06Y | Detection vane jammed - foreign object.
X06Z | Detection vane loose - adjusting screw loose.
X070 | Diaphragm damaged - degradation.
X071 | Diaphragm operates - wrong rating.
X072 | Digital/Analog displays incorrect operation - failure.
X073 | Diode dropper open circuit - failure.
X074 | Dip switch open circuit - worn contacts.
X075 | Directional control contact high resistance - surface contamintation.
X076 | Disc seized - contamination.
X077 | Disconnector / earth switch damaged contacts - operational degradation.
X078 | Diverter burning of main and arcing contacts - contact spring broken.
X079 | Diverter burning of main and arcing contacts - contact spring pressure loss.
X07A | Diverter burning of main and arcing contacts - normal operation.
X07B | Diverter burning of main and arcing contacts - roller contact siezed/jammed.
X07C | Diverter burning of main contacts - loose/broken copper shim strips.
X07D | Diverter burning of main contacts - loss of even contact pressure.
X07E | Diverter burning of main contacts - misalignment (operational wear).
X07F | Diverter burning of main contacts - normal operation.
X07G | Diverter burnt fixed contacts - loose contact.
X07H | Diverter burnt fixed contacts - normal operation.
X07J | Diverter contacts misaligned - contact carrier rivets loose.
X07K | Diverter contacts misaligned - contact carrier worn.
X07L | Diverter contacts misaligned - incorrect spring tension.
X07M | Diverter contacts misaligned - worn turnbuckle attachment pins.
X07N | Diverter does not operate correctly - insulator attachment bolt loose/broken.
X07P | Diverter external button contact loss of contact pressure - incorrect removal/installation.
X07Q | Diverter external button contact loss of contact pressure - weakened spring.
X07R | Diverter fixed contact (half rounds) burnt - diverter contact excessive wear.
X07S | Diverter fixed contact (half rounds) burnt - loss of spring tension.
X07T | Diverter fixed contact (half rounds) burnt - normal operation.
X07U | Diverter fixed contact (half rounds) burnt - timing (drop in/out) out of adjustment.
X07V | Diverter incorrect contact travel - excess movement - Div operating rod pins.
X07W | Diverter insufficient open contact clearance - weakened spring.
X07X | Diverter internal drive broken at shear point - motorbox driven through limits.
X07Y | Diverter internal drive jammed - bearing mounting failure.
X07Z | Diverter internal drive loose - normal operational wear.
X080 | Diverter loose contacts - broken contact carrier.
X081 | Diverter loose contacts - contact sercuring bolt loose.
X082 | Diverter loose contacts - incorrect contact fitted.
X083 | Diverter loose contacts - incorrect reassembly.
X084 | Diverter loose contacts - securing contact bolt/pin loose.
X085 | Diverter loose contacts - weakened spring.
X086 | Diverter moving auxiliary arcing contact broken - fatigued copper pressure strips.
X087 | Diverter moving auxiliary arcing contact broken - fatigued Cu pressure strip (long type).
X088 | Diverter moving auxiliary arcing contact broken - fatigued Cu pressure strip (short type).
X089 | Diverter moving contact (A&B segments) worn / burnt - normal operation.
X08A | Diverter moving contact (A&B segments) worn / burnt - reactor open circuit.
X08B | Diverter moving main take off contact worn - normal operation.
X08C | Diverter open circuit contacts - braid broken (fatigue).
X08D | Diverter open circuit contacts - main contact braid worn (normal wear).
X08E | Diverter open circuit contacts - star point braid broken.
X08F | Diverter out of alignment - worn star point drive holes.
X08G | Diverter resistors (AFR Types) open circuit - fatigue.
X08H | Diverter tank oil contaminates part surfaces - carbon contamination of oil.
X08J | Diverter tank oil contamination of oil - normal operation.
X08K | Diverter tank oil gasket leaks - age degradation.
X08L | Diverter tank oil moisture ingress - degraded gaskets.
X08M | Diverter tank oil moisture ingress - tap range cover misaligned.
X08N | Diverter worn arcing contacts - normal operation.
X08P | DLA test point high impedance connection - poor pressure on foil wrap.
X08Q | DLA test point open circuit - not closed after testing.
X08R | Drive belt broken/worn - age.
X08S | Drive chain broken/jumps sprockets - fatigue/corrosion.
X08T | Drive mechanism bevel gearbox seized - loss of lubrication.
X08U | Drive mechanism does not transfer drive energy - bakerlite drive wheel broken.
X08V | Drive mechanism does not transfer drive energy - chain tensioner breaks.
X08W | Drive mechanism does not transfer drive energy - drive bolts fail.
X08X | Drive mechanism does not transfer drive energy - drive pin fails.
X08Y | Drive mechanism does not transfer drive energy - mechanism seized.
X08Z | Drive mechanism does not transfer drive energy - shear pin fails.
X090 | Drive mechanism excessive movement / play - actuating bearing lock nut loose/missing.
X091 | Drive mechanism excessive movement / play - degraded 'O' ring.
X092 | Drive mechanism excessive movement / play - geneva wheel / gear worn.
X093 | Drive mechanism excessive movement / play - geneva wheel bearing play.
X094 | Drive mechanism excessive movement / play - loose drive chain.
X095 | Drive mechanism excessive movement / play - loose drive pin.
X096 | Drive mechanism excessive movement / play - worn drive crank bushing.
X097 | Drive mechanism excessive movement / play - worn universal joint.
X098 | Drive mechanism fails to operate - broken drive disc tooth.
X099 | Drive mechanism fails to operate - cracked eccentric crank.
X09A | Drive mechanism fails to operate - sping anchor screw dislodged.
X09B | Drive mechanism fails to operate - worn drive disc.
X09C | Drive mechanism incorrect drive alignment - fixed contacts installed incorrectly.
X09D | Drive mechanism incorrect drive alignment - incorrect motor/chain replacement.
X09E | Drive mechanism incorrect drive alignment - loose drive bolts on drive coupling.
X09F | Drive mechanism incorrect drive alignment - loose pins.
X09G | Drive mechanism incorrect drive alignment - loss of tension on chain drive.
X09H | Drive mechanism jammed selector - foreign object.
X09J | Drive mechanism spring charge pawl tension spring fails - fatigue.
X09K | Drive mechanism upper gear unit connection sheared - wear (material not hardened).
X09L | Drive misaligned malfunction tap position switch - debris around switch contacts.
X09M | Drive misaligned malfunction tap position switch - open/short circuit.
X09N | Drive misaligned mismatch on indicated position - incorrect reinstatement.
X09P | Earth mechanism open circuit earth - operator error.
X09Q | Earth switch contacts open circuit - joint fatigue.
X09R | Earth switch contacts open circuit - mechanical failure.
X09S | Earth switch contacts open circuit - misalignment.
X09T | Earth switch contacts open circuit - switch onto fault.
X09U | Earth switch damaged contacts - closure onto faults.
X09V | Earth switch defective - operational degradation.
X09W | Earthing electrodes open circuit / high resistance - corroded connectors.
X09X | Earthing electrodes open circuit / high resistance - corrosive conditions.
X09Y | Earthing electrodes open circuit / high resistance - mechanical damage.
X09Z | Electrical interlock unable to operate - open circuit.
X0A0 | Electrical interlocks burnt - overloaded/age.
X0A1 | Electronic time adjustment setting drift - electrical failure.
X0A2 | Equipment earth to earth grid connection open circuit / high resistance - corrosion.
X0A3 | Equipment earth to earth grid connection open circuit / high resistance - mechanical impact.
X0A4 | Equipment earth to earth grid connection open circuit / high resistance - no earth installed.
X0A5 | Explosion vent ruptured or cracked - fatigue
X0A6 | Explosion vent unsuitable - incorrect material fitted.
X0A7 | External bushing damaged porcelain - flashover - lightning.
X0A8 | External bushing damaged porcelain - mechanical impact
X0A9 | External bushing damaged porcelain - vandalism.
X0AA | External bushing damaged porcelain - wildlife.
X0AB | External bushing internal fault - contaminated oil.
X0AC | External bushing internal fault - delamination (age deterioration)
X0AD | External bushing internal fault - DLA test point earthing defective
X0AE | External bushing internal fault - loss of capacitive grading.
X0AF | External bushing internal fault - moisture ingress from defective seals.
X0AG | External bushing internal fault - oil loss.
X0AH | External bushing low resistance - surface contamination.
X0AJ | External fences high touch potential - private fence not isolated.
X0AK | Fence earth grid connection open circuit / high resistance - corrosion / damage.
X0AL | Filter capacitors short circuit/exploded - age.
X0AM | Fine selector oil surge relay - age degradation.
X0AN | Fine selector spindle gasket leaking - age degradation.
X0AP | Fine selector switch brass gears stripped - normal operational wear.
X0AQ | Fine selector switch burning of moving contacts - excess lateral movement in cylinder.
X0AR | Fine selector switch burning of moving contacts - loss of contact pressure.
X0AS | Fine selector switch burning of moving contacts - wear of bottom takeoff contact.
X0AT | Fine selector switch burning of moving contacts - wear of fixed main/ auxillary contacts.
X0AU | Fine selector switch contact flashover - incorrect assembly.
X0AV | Fine selector switch contamination - carbon buildup.
X0AW | Fine selector switch contamination - moisture.
X0AX | Fine selector switch drive pin falls out of input coupling - normal operational wear.
X0AY | Fine selector switch drive pin on shaft falls out - normal operational wear.
X0AZ | Fine selector switch drive tube between gearbox worn - normal operation.
X0B0 | Fine selector switch energy accumulator broken - fatigue.
X0B1 | Fine selector switch fibre worm wheel stripped - normal operational wear.
X0B2 | Fine selector switch gasket on oil surge relay valve leaking - age degradation.
X0B3 | Fine selector switch gasket on oil surge relay/valves leaking - age degradation.
X0B4 | Fine selector switch high resistance - damaged button contact.
X0B5 | Fine selector switch high resistance - damaged button contact.(assembly error)
X0B6 | Fine selector switch high resistance - low contact cylinder spring tension.
X0B7 | Fine selector switch high resistance - main/aux contact thickness below spec.
X0B8 | Fine selector switch high resistance - main/aux contact worn <min surface area.
X0B9 | Fine selector switch high resistance - reduced spring pressure on contacts.
X0BA | Fine selector switch high resistance - wear on bottom of switching cylinder.
X0BB | Fine selector switch high resistance - worn switching cylinder button contacts.
X0BC | Fine selector switch high resistance - worn switching cylinder tube.
X0BD | Fine selector switch internal drive shaft broken - fatigue.
X0BE | Fine selector switch internal drive tube broken - fatigue.
X0BF | Fine selector switch loss of insulation - foreign object.
X0BG | Fine selector switch mechanism jammed - sping anchor screw dislodged.
X0BH | Fine selector switch operating tongue worn - normal operation.
X0BJ | Fine selector switch pawl rollers / pins worn - normal operation.
X0BK | Fine selector switch position indicator out of alignment - do to incorrect reinstatement.
X0BL | Fine selector switch shaft seal leaks - normal operational wear.
X0BM | Fine selector switch sight glass gasket leaks - age degradation.
X0BN | Fine selector switch spear incorrectly positioned - incorrect use (contacts compressed).
X0BP | Fine selector switch switching tube binds in outer tube - new tube fitted.
X0BQ | Fine selector switch tap changer energy accumulator springs broken - fatigue.
X0BR | Fine selector switch taper pins in guidebearing (bottom) worn - normal operational wear.
X0BS | Fine selector switch top crank broken - fatigue.
X0BT | Fine selector switch top selector plate gasket leaking - age degradation.
X0BU | Fine selector switch tracking - carbon/metallic particles.
X0BV | Fine selector switch unable to read position - deposits on top of tap changer head.
X0BW | Fine selector switch unable to removes - badly worn switching contacts.
X0BX | Fine selector switch worn contact - normal operational wear.
X0BY | Fine selector switch worn contact heads (button contacts) - normal operation.
X0BZ | Fine selector switch worn thrust plate - normal operational wear.
X0C0 | Fine selector top selector plate gasket leaking - age degradation.
X0C1 | Firmware operating system failure - corrupt firmware.
X0C2 | Fixed contact burn - loose mounting.
X0C3 | Fixed contact burn - weakend contact spring pressure.
X0C4 | Fixed contact open circuit / high resistance - loose wiring termination.
X0C5 | Fixed contact worn - normal operation.
X0C6 | Fixed contact worn contacts - normal operation.
X0C7 | Fixed contacts burnt - loose contact fasteners.
X0C8 | Fixed contacts burnt - normal operation.
X0C9 | Flag dropped - incorrect adjustment.
X0CA | Flag jammed / sticky - incorrect adjustment.
X0CB | Flag will not reset - incorrect adjustment.
X0CC | Footings footing degradation - anchor bolts corroded.
X0CD | Footings footing degradation - subsidence.
X0CE | Front panel interface does not operate - internal failure.
X0CF | Gas chamber loses SF6 gas pressure - damaged 'O' rings / degraded seals.
X0CG | Gas chamber SF6 gas degrades - fault operations.
X0CH | Gas chamber SF6 gas degrades - normal operation.
X0CJ | Gas loss of dielectric strength - low gas.
X0CK | Gas loss of dielectric strength - moisture.
X0CL | Gas pressure density monitor fails - internal defect.
X0CM | Gas receiver bleed sight glass obstructed - surface contamination.
X0CN | Gas receiver leaks - loose connections.
X0CP | Gaskets leaks - age degradation.
X0CQ | Gate earth grid connection open circuit / high resistance - corrosion / damage.
X0CR | Gate earth grid connection open circuit / high resistance - fatigue. (flexing of bond/braid).
X0CS | Gate high touch potential - gate opens outwards.
X0CT | Gear plate jammed - spring discharge in rev. dir.
X0CU | Gear plate slow operation - broken accumulator spring.
X0CV | Gear plate slow operation - degraded accumulator spring.
X0CW | Hairspring deformed - incorrect maintenance.
X0CX | Hairspring separated from fixed or moving posts - fatigue.
X0CY | Hairspring separated from fixed or moving posts - moving connection loose.
X0CZ | Hairspring separated from fixed or moving posts - overloaded trip circuit.
X0D0 | Harmonic restraint coil high pick up current - aging of capacitor.
X0D1 | Harmonic restraint rectifier open circuit - aging.
X0D2 | Heater does not switch off - thermostat failure.
X0D3 | Heater fails to operate - open circuit failure.
X0D4 | Indication lamps short circuit - internal fault.
X0D5 | Indication needle missing - vibration.
X0D6 | Induction disc fails to reset - welded contacts.
X0D7 | Induction disc fast rotation - hairspring deterioration.
X0D8 | Induction disc fast rotation - loss hair spring tension.
X0D9 | Induction disc fast rotation - weak brake magnet.
X0DA | Induction disc high pickup current - defective jewel bearing.
X0DB | Induction disc high pickup current - hairspring deformed.
X0DC | Induction disc high pickup current - sticky backstop.
X0DD | Induction disc low pickup current - hairspring deterioration.
X0DE | Induction disc low pickup current - incorrect adjustment.
X0DF | Induction disc slow rotation - contaminants in brake magnet.
X0DG | Induction disc slow rotation - defective jewel bearing.
X0DH | Induction disc slow rotation - hairspring deformed.
X0DJ | Induction disc slow rotation - surface contamination on disc.
X0DK | Input / output card fails to operate - component failure.
X0DL | Instrument transformer block insulation breakdown - heating.
X0DM | Instrument transformer block surface tracking - epoxy/resin breakdown.
X0DN | Insulated board loss of I.R. - damage/second earth.
X0DP | Insulated drive rod tracking - excessive moisture in oil combined with manufacturing defect.
X0DQ | Insulated drive rod tracking - moisture ingress.
X0DR | Insulated operating rod broken - misaligned drive mechanism.
X0DS | Insulating plates surface tracking - surface contamination.
X0DT | Insulating shaft surface tracking - surface contamination.
X0DU | Insulation degradation - inclusions in XLPE material.
X0DV | Insulation degradation - mechanical damage.
X0DW | Insulation degradation - overheating.
X0DX | Insulation degradation - water treeing.
X0DY | Insulation loss of dielectric strength - ageing of insulation.
X0DZ | Insulation partial discharge - voids/gas in insulation.
X0E0 | Insulator flashover - vermin.
X0E1 | Insulator mechanical failure - mechanical forces.
X0E2 | Insulator partial discharge - internal void.
X0E3 | Insulator partial discharge - poor clearances.
X0E4 | Insulator surface tracking - age degradation.
X0E5 | Insulator surface tracking - moisture.
X0E6 | Interlock assembly damaged - loose bolts.
X0E7 | Interlock assembly failure to select correct busbar - incorrect alignment of selection bar.
X0E8 | Internal bushing damaged porcelain - movement
X0E9 | Internal regulator loss of output - overheating of output transistor.
X0EA | Internal wiring shorting - damaged wiring.
X0EB | Interrupter / turbulator bottom plate broken - age degradation.
X0EC | Interrupter / turbulator poor arc extinguishing - degraded turbulator components.
X0ED | Interrupter / turbulator poor arc extinguishing - excessive carbon (fault operations).
X0EE | Interrupter contacts damaged contacts - closure onto faults / operational use.
X0EF | Interrupter poor arc extinguishing - excessive carbon (fault operations).
X0EG | Interrupter poor arc extinguishing - excessive carbon (normal operations).
X0EH | Interrupter poor arc extinguishing - excessive carbon.
X0EJ | Jewel assembly / shaft lock nut does not rotate correctly - incorrect adjustment.
X0EK | Jewel bearings cracked - age degradation.
X0EL | LCD display not working - component defect.
X0EM | LDC CT secondary shorted turns - open circuit operation.
X0EN | Leaf springs on contacts slow to drop out - reduced spring tension.
X0EP | LED / Flag jammed / sticky - incorrect adjustment.
X0EQ | LED / Flag open circuit - age degradation.
X0ER | LED / Flag will not reset - incorrect adjustment.
X0ES | LED number display not working - component defect.
X0ET | LEDs fail to flag - component failure.
X0EU | LEDs will not reset - component failure.
X0EV | Link box (air) high resistance - broken connection stud.
X0EW | Link box (air) high resistance - corrosion.
X0EX | Link box (air) water ingress - bonding lead / gland seal defective.
X0EY | Load drop compensation circuit (LDC) fails - internal failure.
X0EZ | Lower dash pot fails to damp - excessive wear of seals / oil leak.
X0F0 | Main / Arc contacts damaged / worn - arcing (fault operations).
X0F1 | Main / Arc contacts damaged / worn - arcing (normal operations).
X0F2 | Main / Arc contacts damaged / worn - contact penetration altered - fault ops.
X0F3 | Main / Arc contacts damaged / worn - contact penetration altered - normal wear.
X0F4 | Main / Arc contacts high contact resistance - arcing (fault operations).
X0F5 | Main / Arc contacts high contact resistance - skin effects of copper contacts.
X0F6 | Main / Arc contacts uneven phase op. - contact adjustment drift.
X0F7 | Main contact assembly burnt - loss of contact spring pressure.
X0F8 | Main contact assembly worn contacts - normal operation.
X0F9 | Main contact assembly worn contacts - poor orginal contacts.
X0FA | Main contact assembly worn roller contacts - normal operation.
X0FB | Main contact braid assembly broken braid - clamping point too tight.
X0FC | Main contact braid assembly broken braid - fatigue.
X0FD | Main contact housing loss of I.R. - internal defect.
X0FE | Main contact housing loss of I.R. - surface contamination.
X0FF | Main contact housing mechanical damage - operational impacts.
X0FG | Main contacts damaged / worn - arcing (fault operations).
X0FH | Main contacts damaged / worn - arcing (normal operations).
X0FJ | Main contacts damaged / worn (normal ops) - arcing.
X0FK | Main contacts high resistance - loose fixed contacts.
X0FL | Main contacts high resistance - surface contamination.
X0FM | Main contacts travel adjustment altered - contact wear.
X0FN | Main contacts travel adjustment altered - mechanism adjustment drift.
X0FP | Main contacts travel altered - mechanism adjustment drift.
X0FQ | Main contacts unable to carry current - arcing damage / wear.
X0FR | Main contacts unable to carry current - insecure interruption main contacts.
X0FS | Main sight glass cracked - mechanical impact.
X0FT | Main tank loss of oil - oil leaks from seams or gaskets.
X0FU | Manual operating mech fails to open/close - binding shaft.
X0FV | Manual trip plunger seal leaks - age degradation.
X0FW | Max/min tap range indicator illegible - surface scratched during resetting.
X0FX | Max/min tap range indicator incorrect indication - indicator arms binding.
X0FY | Max/min tap range indicator loose - 'O' ring degraded.
X0FZ | Max/min tap range indicator seized - aging of lubrication.
X0G0 | Max/min tap range indicator siezed hands - corrosion/binding.
X0G1 | Mechanical interlock damaged - operator error.
X0G2 | Mechanical interlock unable to operate - lack lubrication.
X0G3 | Mechanical interlock unable to operate - mechanical damage.
X0G4 | Mechanical mechanism jammed - worn out.
X0G5 | Mechanical time adjustment setting drift - mechanical failure.
X0G6 | Memory back-up battery loss of capacity - age degradation.
X0G7 | Mercury switch fails to operate - fatigued electrical connection.
X0G8 | Mercury switch fails to operate - leaking bulb.
X0G9 | Mercury switch fails to operate - setting screw loose.
X0GA | Mercury switch open circuit - fatigue.
X0GB | Metallic services high touch potential - bridged isolating section in water pipe.
X0GC | Metallic services high touch potential - changes to structures near sub.
X0GD | Metallic services high touch potential - proximity to ZS site.
X0GE | Metrosil open circuit - age deterioration.
X0GF | Metrosil short circuit - voltage transient.
X0GG | Microprocessor fails to operate - hardware.
X0GH | Microprocessor fails to operate - software.
X0GJ | Microprocessor incorrect settings - installation error.
X0GK | Microprocessor incorrect settings - malgrade.
X0GL | Microprocessor incorrect timing - analogue drift.
X0GM | Microprocessor IOC drift - analogue drift.
X0GN | Microswitch maloperation - moisture.
X0GP | Microswitch shorted - burnt/welded contacts.
X0GQ | Modem failed - electronics failure.
X0GR | Motor drive accelerated aging - cabinet seals allow moisture ingress.
X0GS | Motor drive accelerated aging - leaking seals.
X0GT | Motor drive accelerated aging - oil contaminated with water.
X0GU | Motor drive fails to operate - faulty motor control circuit.
X0GV | Motor drive fails to operate - limit switch damaged.
X0GW | Motor drive fails to operate - loose connections.
X0GX | Motor drive fails to operate - maintaining cam fails.
X0GY | Motor drive fails to operate - manual drive not reset.
X0GZ | Motor drive fails to operate - motor insulation failure.
X0H0 | Motor drive overrun - fails to uncouple.
X0H1 | Motor drive overrun - limit switch maloperation.
X0H2 | Motor drive shaft pin sheared - normal operational wear.
X0H3 | Motorbox - Drive mechanism accelerated aging - cabinet seals allow moisture ingress.
X0H4 | Motorbox - Drive mechanism does not change tap position - broken drive chain.
X0H5 | Motorbox - Drive mechanism does not change tap position - broken V Belt.
X0H6 | Motorbox - Drive mechanism does not change tap position - loss of drive tension.
X0H7 | Motorbox - Drive mechanism drive shaft drive pin sheared - normal operational wear.
X0H8 | Motorbox - Drive mechanism fails to operate - limit switch pin broken.
X0H9 | Motorbox - Drive mechanism fails to operate - loose connections.
X0HA | Motorbox - Drive mechanism fails to operate - motor failure.
X0HB | Motorbox - Drive mechanism overruns - brake out of adjustment.
X0HC | Motorbox - Drive mechanism overruns - grease on brake linings.
X0HD | Motorbox - Drive mechanism overruns - grease on flywheel.
X0HE | Motorbox - Drive mechanism overruns - limit switch failure.
X0HF | Motorbox - Drive mechanism reduced speed/drive force - broken accumulator spring.
X0HG | Motorbox - Drive mechanism stuck between taps - geneva wheel failure.
X0HH | Motorbox contamination of components - corrosion of motor box.
X0HJ | Motorbox contamination of components - gearbox leaks oil.
X0HK | Motorbox contamination of components - heater defective.
X0HL | Motorbox control defect - contacts corroded.
X0HM | Motorbox control defect - defective limits contaminated.
X0HN | Motorbox control defect - drumswitch (46 Switch) shorting.
X0HP | Motorbox control defect - raise / lower contactor defect.
X0HQ | Motorbox drives thru upper or lower limit - limit switch failed.
X0HR | Motorbox excessive brake wear - incorrect brake adjustment.
X0HS | Motorbox fails to regulate - faulty motor control circuit.
X0HT | Motorbox fails to regulate - faulty sensing control circuit - ops.
X0HU | Motorbox fails to regulate - faulty tapchanger mechanism.
X0HV | Motorbox fails to stop on tap - brake failure.
X0HW | Motorbox failure to stop on tap - loose brake mountings.
X0HX | Motorbox failure to stop on tap - out of adjustment.
X0HY | Motorbox failure to stop on tap - worn brakes.
X0HZ | Motorbox gearbox oil leaks - defective seals.
X0J0 | Oil contamination - damaged lid studs.
X0J1 | Oil contamination - degraded 'O' ring on head.
X0J2 | Oil contamination - moisture.
X0J3 | Oil contamination - normal operation.
X0J4 | Oil contamination - stripped/ broken lid studs.
X0J5 | Oil contamination of diverter oil - water ingress -corroded top gearbox covr.
X0J6 | Oil contamination of oil - corroded explosion vent.
X0JA | Oil cylinder fixed contacts burnt - loose contact shell fasteners.
X0JB | Oil cylinder fixed contacts burnt - normal operation.
X0JC | Oil cylinder fixed contacts worn - normal operation.
X0JD | Oil dielectric strength loss - broken sight glass.
X0JE | Oil dielectric strength loss - carbon contamination (normal operations).
X0JF | Oil dielectric strength loss - contamination (fault operations).
X0JG | Oil dielectric strength loss - contamination (normal operations).
X0JH | Oil dielectric strength loss - dehydrating breather ineffective.
X0JJ | Oil dielectric strength loss - moisture entry - gas/breather valve.
X0JK | Oil dielectric strength loss - water contamination.
X0JL | Oil flow indicator leaks - corroded / damaged.
X0JM | Oil flow indicator not operating - mechanical failure.
X0JN | Oil flow relay not operating - internal defect.
X0JP | Oil gasket leaks - degradation.
X0JQ | Oil gasket leaks - normal usage.
X0JR | Oil gauge incorrect indication - blocked sight glass.
X0JS | Oil gauge incorrect indication - damaged floats
X0JT | Oil gauge incorrect indication - dirty sight glass
X0JU | Oil gauge incorrect indication - dirty sight glass.
X0JV | Oil gauge incorrect indication - ingress of moisture
X0JW | Oil gauge incorrect indication - jammed pointers (corrosion of aluminium)
X0JX | Oil gauge incorrect indication - vibration mounts fail
X0JY | Oil gauge loss of oil - defective seal.
X0JZ | Oil level low - leaking sight glass.
X0K0 | Oil loss of insulation - low electric strength (breakdown kV).
X0K1 | Oil loss of insulation - moisture contamination.
X0K2 | Oil loss of insulation - poor oil quality.
X0K3 | Oil low level - thermal expansion and contraction.
X0K4 | Oil migrates between Div and main tanks - non oil tight design.
X0K8 | Oil pocket does not contain oil - damaged.
X0K9 | Oil pump not operating - corroded case.
X0KA | Oil pump not operating - internal defect.
X0KB | Oil pump not operating - motor circuit breaker defective.
X0KC | Oil pump not operating - motor circuit breaker incorrectly set.
X0KD | Oil pump not operating - motor soft starter malfunction.
X0KE | Oil pump not operating - seized pump.
X0KF | Oil pump not operating - sheared impeller shaft
X0KG | Oil pump not operating - thermal indicator switch maloperation.
X0KH | Oil pump not operating - water in terminal box
X0KJ | Oil selector gasket leaks - age degredation.
X0KK | Oil selector gasket leaks - damaged when opening selector tank.
X0KL | Oil weir leaks - loose drain screw.
X0KM | Operate relay slow operation - age degradation.
X0KN | Operating coil bridge rectifier open circuit - aging.
X0KP | Operating labels missing / incorrect - loss of adhesion.
X0KQ | Operating mech. fails to latch - cam gap drift.
X0KR | Operating mech. fails to latch - loss of lubrication.
X0KS | Operating mech. fails to latch - wear - cam roller / face not parallel.
X0KT | Operating mech. fails to open - manual trip button defective.
X0KU | Operating mech. fails to open - open circuit trip coil.
X0KV | Operating mech. fails to open - trip unit travel drifted.
X0KW | Operating mech. fails to open/close - broken rubber trip damper.
X0KX | Operating mech. fails to open/close - drift in adjustment / op wear.
X0KY | Operating mech. fails to open/close - excess lubrication.
X0KZ | Operating mech. fails to open/close - loose bolt.
X0L0 | Operating mech. fails to open/close - loose trip latch assembly.
X0L1 | Operating mech. fails to open/close - loss of lubrication.
X0L2 | Operating mech. fails to open/close - shorted closing contactor coil diode.
X0L3 | Operating mech. fails to open/close - stop bolt adjustment drift.
X0L4 | Operating mech. fails to spring charge - close spring charging motor failure.
X0L5 | Operating mech. fails to spring charge - excess lube on spring pawl.
X0L6 | Operating mech. fails to spring charge - spring charge gear pin sheared.
X0L7 | Operating mech. slow operation - deteriorated lubrication.
X0L8 | Operating mech. slow operation - loss of lubrication.
X0L9 | Operation counter count does not increment - drive linkage defect.
X0LA | Operation counter count does not increment - internal defect.
X0LB | Operation counter count does not increment - loose grub screw on counter shaft.
X0LC | Operation counter count does not increment - loose grub screw.
X0LD | OTI false alarms - ingress of moisture.
X0LE | OTI false alarms - internal defect.
X0LF | OTI false alarms - vibration mounts fail
X0LG | OTI incorrect indication - age degradation.
X0LH | OTI inoperative - broken capillary tube.
X0LJ | Outdoor enclosure loss of I.R. - bus bar insulation contamination.
X0LK | Outdoor enclosure loss of I.R. - bushing gasket leaks.
X0LL | Outdoor enclosure loss of I.R. - corrosion.
X0LM | Outdoor enclosure loss of I.R. - gasket leaks.
X0LN | Outdoor enclosure loss of I.R. - leaves etc ingress.
X0LP | Output relay failure to complete circuit - burnt output relay.
X0LQ | Output relay welded closed - overloaded contact.
X0LR | Overhead earth wire open circuit - corrosion of connections.
X0LS | Pallet switches fail to indicate correctly - indication pallet return spring failed.
X0LT | Pallet switches fail to indicate correctly - missing split pins.
X0LU | Pallet switches fail to indicate correctly - pallet switch misalignment.
X0LV | Pallet switches fail to operate - loose or broken linkage.
X0LW | Pallet switches fails to operate correctly - loose mounting bracket.
X0LX | Pallet switches maloperation - loose mounting screws.
X0LY | Pallet switches maloperation - pallet switch drive arm loose.
X0LZ | Pallet switches open circuit - high resistance / dirty contact.
X0M0 | Pallet switches open circuit - high resistance / dirty contacts.
X0M1 | Pallet switches open circuit / high resistance - dirty contacts.
X0M2 | Panel loss of I.R. - surface contamination.
X0M3 | Panels damaged - cable termination failure.
X0M4 | Panels damaged - internal bus fault.
X0M5 | Panels loose panels - incorrect installation.
X0M6 | Panels misalignment - building movement.
X0M7 | Perspex misaligned - loose mounting tabs.
X0M8 | Phase chambers loses SF6 gas pressure - damaged 'O' rings / degraded seals.
X0M9 | Phase chambers loses SF6 gas pressure - explosion vent.
X0MA | Phase chambers loses SF6 gas pressure - leaking burst plate (explosion vent).
X0MB | Phase chambers loses SF6 gas pressure - rupture disc.
X0MC | Phase chambers SF6 gas degrades - fault operations.
X0MD | Phase chambers SF6 gas degrades - ineffective desiccant bag.
X0ME | Phase chambers SF6 gas degrades - ineffective gas moisture filters.
X0MF | Phase chambers SF6 gas degrades - normal operation.
X0MG | Phase element characteristic shape and size drift - comparator/pot setting.
X0MH | Phase element comparator fails to operate - internal component failure.
X0MJ | Phase element incorrect timing - out of tolerance.
X0MK | Phase element incorrect timing - timer can failure.
X0ML | Phase element phase angle setting drift - corroded wiper on pot
X0MM | Phase element setting voltage out of tolerance - faulty capacitor.
X0MN | Phase element unable to adjust phase angle setting - corrosion.
X0MP | Pickup adjustment incorrectly set - leaf spring tension.
X0MQ | Pickup adjustment setting drift - armature pressure change.
X0MR | Pickup adjustment setting drift - circuit board failure.
X0MS | Pickup adjustment setting drift - component failure.
X0MT | Pipework leaks - corrosion.
X0MU | Pipework leaks - defective valve.
X0MV | Plug box / umbilical lead damaged plug pins - misaligned plug.
X0MW | Plug box / umbilical lead interlock fails to trip CB - linkage damage.
X0MX | Plug box / umbilical lead loose connections - vibration.
X0MY | Plug box / umbilical lead loss of mech. prot. - age degradation.
X0MZ | Plug box / umbilical lead loss of mech. prot. - incorrect plastic bush fitted.
X0N0 | Plug box / umbilical lead loss of mech. prot. - mechanical damage.
X0N1 | Plug box / umbilical lead loss of mech. prot. - operator error.
X0N2 | Plug box / umbilical lead open circuit contacts - misalignment.
X0N3 | Plug box broken pins - mechanical damage.
X0N4 | Plug box contact fingers/pins open circuit - loose plug box.
X0N5 | Plug box contact fingers/pins open circuit - misaligned, dirty, lost spring tension.
X0N6 | Plug box cracked ceramic plug - normal operational racking pressure.
X0N7 | Plug box damaged plug pins - misaligned plug.
X0N8 | Plug box high resistance - lubrication of contacts.
X0N9 | Plug box interlock fails to trip CB - linkage damage.
X0NA | Plug box interlocking fails - open trip contacts.
X0NB | Plug box loose connections - vibration.
X0NC | Plug box open circuit contacts - misalignment.
X0ND | Plug box worn/damaged - operational use.
X0NE | Plug bridge open circuit - bridge sticks open.
X0NF | Plug bridge open circuit - bridge/plug contact surface contaminated.
X0NG | Plug contacts contaminated - corroded / loss of tension.
X0NH | Plug-in moving coil failure to complete circuit - burning / pitting.
X0NJ | Pole can't read pressure gauge - age degradation.
X0NK | Pole loss of current rating - gas pressure lost.
X0NL | Pole loss of current rating - gas pressure not restablished (fault ops).
X0NM | Pole loss of current rating - gas pressure not restablished (normal ops).
X0NN | Pole loss of current rating - gauge not readable.
X0NP | Pole loss of gas pressure - leaking over pressure valve.
X0NQ | Pole loss of gas pressure - unknown leaks.
X0NR | Pole loss of I.R. - contaminated oil.
X0NS | Pole loss of I.R. - deteriorated insulation.
X0NT | Pole loss of I.R. - loss of gas pressure - moisture entry.
X0NU | Pole loss of I.R. - oil is contaminated with water.
X0NV | Pole loss of I.R. - oil leak.
X0NW | Pole loss of I.R. - surface contamination/damage.
X0NX | Poles loss of gas pressure - damaged o rings.
X0NY | Poles loss of gas pressure - mechanical damage.
X0NZ | Poles loss of gas pressure - porous castings.
X0P0 | Primary isolating contacts loss of contact pressure - contact shock rubbers deteriorated.
X0P1 | Primary isolating contacts loss of silver coating - mechanical damage.
X0P2 | Primary isolating contacts shorted - broken contact pressure spring.
X0P3 | Prot & control card fails - electronics failure.
X0P4 | Prot & control card fails - vermin ingress.
X0P5 | Protection scheme does not trip on low oil - misaligned float switch.
X0P6 | Protection scheme does not trip on low oil - past practice.
X0P7 | Racking connections high resistance - surface contamination.
X0P8 | Racking connections open circuit - broken linkage / contact.
X0P9 | Racking mech. CB doesn't stay in position - age degradation.
X0PA | Racking mech. CB doesn't stay in position - excessive play in racking mechanism.
X0PB | Racking mech. CB doesn't stay in position - main drive nut (brass) stripped.
X0PC | Racking mech. chain slips - excessive slack in racking mech drive chain.
X0PD | Racking mech. misaligned racking plate - worn/damaged mountings.
X0PE | Racking mech. seizes - lack of lube.
X0PF | Racking mech. seizes - loss of lubrication.
X0PG | Radiator ineffective cooling - fin blocked.
X0PH | Radiator ineffective cooling - valve inoperable.
X0PJ | Rectifier/SCR no output - internal defect.
X0PK | Reed switch operates - loose magnet.
X0PL | Reed switch shorted - burnt/welded contacts.
X0PM | Relay armature slow to drop out - component failure.
X0PN | Relay armature slow to drop out - residual magnetism.
X0PP | Relay case damage mounting - age degradation.
X0PQ | Relay case distorted - mechanical damage.
X0PR | Relay case mechanical damage - corrosion.
X0PS | Relay contacts fails to operate - open circuit.
X0PT | Relay contacts failure to complete circuit - burning / pitting.
X0PU | Relay contacts failure to complete circuit - damaged.
X0PV | Relay contacts failure to complete circuit - out of adjustment.
X0PW | Relay contacts failure to complete circuit - surface contamination.
X0PX | Relay contacts open circuit - corrosion.
X0PY | Relay contacts open circuit - internal failure.
X0PZ | Relay contacts unintentional operation - incorrect adjustment - flag reset arm.
X0Q0 | Relay does not operate - internal defect.
X0Q1 | Relay element remains picked up - residual magnetism.
X0Q2 | Relay element remains picked up - surface contamination.
X0Q3 | Relay input TX open circuit - age degradation.
X0Q4 | Relay PCB failure to operate - component failure.
X0Q5 | Relay poor regulation - incorrect settings.
X0Q6 | Relay settings incorrect time setting - human error.
X0Q7 | Relay slow operation - age degradation.
X0Q8 | Relay slow to drop out - component failure.
X0Q9 | Relay yoke cracked - fatigue.
X0QA | Reset button jammed - mechanical damage.
X0QB | Resistors change in nominal resistance - age degradation.
X0QC | Resistors change in nominal resistance - degradation.
X0QD | Resistors change in resistance - age degradation.
X0QE | Resistors open circuit - fatigue of solid connecting wire.
X0QF | Resistors open circuit - tap changer between taps.
X0QG | Resistors open circuit - tap changer stuck between taps.
X0QH | Resistors open circuit - wire fatigue.
X0QJ | Resistors/Reactors change in electrical properties - degradation.
X0QK | Resistors/Reactors open circuit - fatigue of solid connecting wire.
X0QL | Resistors/Reactors open circuit - tap changer between taps.
X0QM | Reverse trip device fails to trip - incorrect alignment.
X0QN | Rotary switch open circuit - surface contaminated.
X0QP | Rupture disc assembly leaks - degradation.
X0QQ | SCADA software incorrect alarms - database error.
X0QR | SCADA software incorrect readings - database error.
X0QS | SCEM card fuse failure - excessive current/voltage.
X0QT | SCEM card rectifier failure - SCEM card failure.
X0QU | Screen open circuit - corrosion.
X0QV | Screen open circuit - mechanical damage.
X0QW | Seals leak - age degradation.
X0QX | Selector contacts (Half Moons + putters) burnt - diverter contact excessive wear.
X0QY | Selector contacts (Half Moons + putters) burnt - loss of spring tension.
X0QZ | Selector contacts (Half Moons + putters) burnt - timing (drop in/out) out of adjustment.
X0R0 | Selector contacts broken - fatigue.
X0R1 | Selector contacts misaligned - drive insulator lithage failure.
X0R2 | Selector contacts misaligned - loose mounting bolt.
X0R3 | Selector contacts misaligned - wear.
X0R4 | Selector fixed contact post broken - fatigue.
X0R5 | Selector high resistance connections - defective solder joint.
X0R6 | Selector high resistance connections - loose connections.
X0R7 | Selector increased contact resistance - surface skin effect on copper.
X0R8 | Selector increased contact resistance - surface tarnish on copper.
X0R9 | Selector loss of spring tension in moving contact - age degradation.
X0RA | Selector tube tracking - contaminated oil.
X0RB | Series electrolytic capacitor open / short circuit - loss of dielectric.
X0RC | Series flag relay dropped - incorrect adjustment.
X0RD | Series flag relay jammed / sticky - incorrect adjustment.
X0RE | Series flag relay will not reset - incorrect adjustment.
X0RF | Setting links high resistance - incorrect tightening.
X0RG | Setting switch high resistance - mechanical damage.
X0RH | SF6 loss of dielectric strength - gas impurity.
X0RJ | SF6 loss of dielectric strength - moisture ingress.
X0RK | Shock absorber fails to damp - oil leak.
X0RL | Shock absorber fails to damp - worn damper.
X0RM | Shock absorber fails to latch - wear, usage.
X0RN | Shock absorber loss of oil - defective seal.
X0RP | Shutters fail to open/close - broken spring.
X0RQ | Shutters fail to open/close - linkage damage.
X0RR | Shutters fail to open/close - linkage damage/maloperation.
X0RS | Shutters fails to open/close - broken spring.
X0RT | Shutters prevent racking of CB - damaged.
X0RU | Shutters prevent racking of CB - misaligned or damaged.
X0RV | Shutters prevent racking of CB - misaligned.
X0RW | Split segment switch (// ops receive) malfunction - debris around switch contacts.
X0RX | Split segment switch (// ops receive) malfunction - open/short circuit.
X0RY | Spring broken/disconnected - fatigue.
X0RZ | Spring charge chain broken - defect.
X0S0 | Spring charge mech. closes during spring charge - side stop displaced by foreign object.
X0S1 | Spring charge mech. fails to latch - linkages detached.
X0S2 | Spring charge mech. fails to latch - lubrication degradation.
X0S3 | Spring charge stop bolts loose - vibration.
X0S4 | Spring charging mech. fails to operate - broken spring.
X0S5 | Spring charging mech. out of adjustment - limit switch out of adjustment.
X0S6 | Spring charging mech. out of adjustment - normal operation.
X0S7 | Spring charging mechanism fails to operate - broken spring.
X0S8 | Spring release coil out of adjustment - vibration/drift.
X0S9 | Suction pipe bearing cone seperated - loose.
X0SA | Switch contacts open circuit - joint fatigue.
X0SB | Switch contacts open circuit - mechanical failure.
X0SC | Switch contacts open circuit - misalignment.
X0SD | Switch contacts open circuit - switch onto fault.
X0SE | Switch contacts open circuit - worn contacts.
X0SF | Switch handle bond not directly bonded to operator mat - damage.
X0SG | Switch handle bond not directly bonded to operator mat - no mat installed.
X0SH | Switch handle bond open circuit / high resistance - braid fatigue.
X0SJ | Switch interlock damaged - operator error.
X0SK | Switch mech. open circuit - operator error.
X0SL | Switch panel loss of I.R. - internal defect.
X0SM | Tank earth bolt cracked - operational fatigue.
X0SN | Tank failure to contain oil - broken capillary tube.
X0SP | Tank failure to contain oil - deteriorated gaskets.
X0SQ | Tank failure to contain oil - external CT terminals leak.
X0SR | Tank failure to contain oil - leaking cocks (valves).
X0SS | Tank failure to contain oil - leaking fins/radiator.
X0ST | Tank failure to contain oil - leaking gauge glass.
X0SU | Tank failure to contain oil - pressure relief device leaks.
X0SV | Tank failure to contain oil - tank bushing leaks.
X0SW | Tank failure to contain oil - vandalism.
X0SX | Tank lining / barriers damaged - misalignment.
X0SY | Tank lining / barriers flash over - design error.
X0SZ | Tank loss of I.R. - solid insulation degradation.
X0T0 | Tank loss of I.R. - surface contamination (high pollution).
X0T1 | Tank loss of I.R. - surface contamination/damage.
X0T2 | Tank loss of oil - defective tap seal.
X0T3 | Tank loss of oil - tank failure due corrosion (internal).
X0T4 | Tank loss of oil - tank failure due corrosion external.
X0T5 | Tank loss of SF6 gas pressure - damaged explosion vent.
X0T6 | Tank loss of SF6 gas pressure - damaged o rings.
X0T7 | Tank loss of SF6 gas pressure - mechanical damage.
X0T8 | Tank loss of SF6 gas pressure - porous castings.
X0T9 | Tank not effectively earthed - corroded or broken connection.
X0TA | Tank not effectively earthed - damaged earth bonds.
X0TB | Tank not effectively earthed - vandalism.
X0TC | Tank SF6 moisture ingress - missing explosion vent cap.
X0TD | Tank SF6 moisture ingress - 'O' ring.
X0TE | Tap location disk unable to read - paint faded.
X0TF | Tap position disk incorrect position - loose attachment.
X0TG | Tap position disk unable to read - paint faded.
X0TH | Tap position disk unable to read - viewing window foggy.
X0TJ | Tap position indicator incorrect - incorrect assembly.
X0TK | Tap position indicator incorrect position - worn worm drive attachment.
X0TL | Tap pos'n indicator switch (// ops send) malfunction - debris around switch contacts.
X0TM | Tap pos'n indicator switch (// ops send) malfunction - open/short circuit.
X0TN | Tap pos'n indicator switch malfunction - debris around switch contacts.
X0TP | Tapchanger head excessive wear - loss of lubrication.
X0TQ | Tapchanger head jammed - broken shock absorbing springs.
X0TR | Tapchanger head jammed - dislodged shock absorbing springs.
X0TS | Tapchanger head jammed - spring discharge in rev. dir.
X0TT | Tapchanger head slow operation - degraded accumulator spring.
X0TU | Tapchanger head slow operation - loss of lubrication.
X0TV | Tapchanger motor drive accelerated aging - cabinet seals allow moisture ingress.
X0TW | Tapchanger motor drive accelerated gearbox component wear - lubricant contaminated.
X0TX | Tapchanger motor drive accelerated gearbox component wear - oil contaminated with water.
X0TY | Tapchanger motor drive drive shaft drive pin sheared - normal operational wear.
X0TZ | Tapchanger motor drive drives through upper/lower limits - gearbox not uncoupled on reaching limit.
X0U0 | Tapchanger motor drive drives through upper/lower limits - limit switch maloperation.
X0U1 | Tapchanger motor drive fails to operate - interlock failure.
X0U2 | Tapchanger motor drive fails to operate - limit switch actuator shear pin broken.
X0U3 | Tapchanger motor drive fails to operate - limit switch broken.
X0U4 | Tapchanger motor drive fails to operate - loose connections.
X0U5 | Tapchanger motor drive fails to operate - loss of power supply.
X0U6 | Tapchanger motor drive fails to operate - manual drive not reset.
X0U7 | Tapchanger motor drive fails to operate - motor failure.
X0U8 | Tapchanger motor drive fails to operate - pallet switch broken.
X0U9 | Tapchanger motor drive gearbox bearing fails - contaminated oil.
X0UA | Tapchanger motor drive gearbox bearing fails - lack of lubrication.
X0UB | Tapchanger motor drive gearbox bearing fails - normal operation.
X0UC | Tapchanger motor drive incorrect overrun adjustment - brake broken.
X0UD | Tapchanger motor drive incorrect overrun adjustment - brake misaligned.
X0UE | Tapchanger motor drive low oil level - leaking seals.
X0UF | Tapchanger motor drive operates in one direction only - defective directional limit switch.
X0UG | Tapchanger motor drive operates in one direction only - faulty motor control circuit.
X0UH | Tapchanger motor drive operates in one direction only - maintaining cam switch fails to close.
X0UJ | Tapchanger motor drive shaft pin sheared - normal operational wear.
X0UK | Tapchanger motor drive unable to operate manually - manual operating handle corroded.
X0UL | Tapping range indicator broken - degradation.
X0UM | Tapping range indicator inoperative - loose shaft attachment.
X0UN | Tapping range indicator inoperative - tight attachment.
X0UP | TC blocking relay short circuit - internal fault.
X0UQ | Top float obstructed - wiring displaced during reinstatement.
X0UR | Top float operated - Buchholz not bled.
X0US | Top float sinks - damaged float.
X0UT | Top float sinks - defective solder joint.
X0UU | Transducer incorrect volts - setting drift.
X0UV | Transformer faulty - open/short circuit.
X0UW | Transition resistors carriage broken - fatigue.
X0UX | Transition resistors change in nominal resistance - age degradation.
X0UY | Transition resistors change in nominal resistance - degradation.
X0UZ | Transition resistors open circuit (burnt out) - resistor mounts broken.
X0V0 | Transition resistors open circuit (burnt out) - tap changer between taps.
X0V1 | Trip actuator fails to open - damaged.
X0V2 | Trip circuit isolator open circuit - broken linkage / contact.
X0V3 | Trip circuit open circuit - damaged wiring.
X0V4 | Trip coil burnt - overload.
X0V5 | Trip coil burnt out - mechanism failure.
X0V6 | Trip coil burnt rectifier - overload.
X0V7 | Trip coil fails to open - high resistance opening circuit.
X0V8 | Trip coil fails to open - loose mounting.
X0V9 | Trip coil fails to open - opening cap failure.
X0VA | Trip coil fails to operate - open circuit due coil failure.
X0VB | Trip coil fails to trip breaker - jammed core.
X0VC | Trip coil fails to trip breaker - jammed plunger.
X0VD | Trip coil loose mounting bolts - normal operation.
X0VE | Trip coil sticky trip bar - loss of lubrication.
X0VF | Trip mech. defective - loose trip bar.
X0VG | Trip mech. defective trip bar - broken weld.
X0VH | Trip mech. defective trip bar - loose.
X0VJ | Trip mech. fails open - corroded / defective trip coil.
X0VK | Trip mech. fails open - dried/wrong lubrication.
X0VL | Trip mech. fails open - loss of spring tension.
X0VM | Trip mech. fails to open - A' pallet misalignment.
X0VN | Trip mech. fails to open - faulty gas density monitor.
X0VP | Trip mech. fails to trip - jammed trip button.
X0VQ | Trip mech. loose trip plunger - normal operation.
X0VR | Trip mech. restricted trip plunger travel - degraded lubrication.
X0VS | Trip mech. restricted trip roller movement - degraded lubricant.
X0VT | Trip mech. seized - lack of lube / ingress of contaminant.
X0VU | Trip mech. slow operation - age degradation of lube.
X0VV | Trip mech. slow operation - age degradation of lubrication.
X0VW | Trip mech. slow operation - corroded operating linkages.
X0VX | Trip mech. slow operation - defective trip bar.
X0VY | Trip mech. slow operation - deteriorated lubrication.
X0VZ | Trip mech. slow operation - excess lubrication.
X0W0 | Trip mech. slow operation - loss of lubrication.
X0W1 | Trip mech. slow operation - loss of spring tension.
X0W2 | Trip mech. slow operation - loss of trip spring tension.
X0W3 | Trip mech. slow operation - wear.
X0W4 | Truck bushings damaged - overheated primary isolating contact.
X0W5 | Truck bushings loss of I.R. - electrical grading loss.
X0W6 | Truck bushings loss of I.R. - internal defect.
X0W7 | Truck bushings loss of I.R. - surface contamination.
X0W8 | Truck bushings mechanical damage - incorrect contact lubricant.
X0W9 | Truck bushings mechanical damage - normal operation.
X0WA | Truck bushings mechanical damage - operational impacts.
X0WB | Truck difficult to move - loss of lubricant.
X0WC | Truck fails/difficult to move - damaged wheels.
X0WD | Truck fails/difficult to move - loss of lubricant.
X0WE | Truck interlock damaged - incorrect operation.
X0WF | Truck interlock damaged - loose bolts.
X0WG | Turbulator connection bolts break/snap - age degradation/fatigue.
X0WH | Turbulator poor arc extinguishing - carbon block inflow ports (fault operations).
X0WJ | Turbulator poor arc extinguishing - erosion of top plate of turbulator.
X0WK | Turbulator poor arc extinguishing (fault op) - cracked segments.
X0WL | Turbulator poor arc extinguishing (fault op) - excessive carbon.
X0WM | Turbulator poor arc extinguishing (fault op) - internal wear - arc control segments.
X0WN | Turbulator poor arc extinguishing (normal op) - excessive carbon.
X0WP | Turbulator stud caps damaged / dislodged - age degradation.
X0WQ | TX ancilliary components excess noise - loose components.
X0WR | TX breather moisture ingress - cracked or broken cylinder.
X0WS | TX breather moisture ingress - EZY dry bottle cracked.
X0WT | TX breather moisture ingress - silica gel consumed.
X0WU | TX breather moisture ingress - undersized.
X0WV | TX control indication failure - blown fuse / bulb.
X0WW | TX link box loss of insulation - degradation of insulation.
X0WX | Umbilical lead damaged conduit - operator error.
X0WY | Umbilical lead open circuit - faulty connection.
X0WZ | Upper dash pot fails to damp - excessive wear of seals / oil leak.
X0X0 | Vacuum interrupter damaged / worn contacts - arcing (fault operations).
X0X1 | Vacuum interrupter damaged / worn contacts - arcing (normal operations).
X0X2 | Vacuum interrupter damaged / worn contacts - arcing.
X0X3 | Vacuum interrupter damaged / worn contacts - fault operations.
X0X4 | Vacuum interrupter damaged / worn contacts - normal operations.
X0X5 | Vacuum interrupter fails to extinguish arc - end of mechanical life.
X0X6 | Vacuum interrupter fails to extinguish arc - loss of vacuum.
X0X7 | Vent pipe blocked - no known failures.
X0X8 | Vent pipe damaged - mishandling.
X0X9 | Vermin guard damaged - age degradation.
X0XA | Voltage coil open circuit - overload.
X0XB | Voltage detector setting drift - component failure.
X0XC | VT fuse failure - excessive current/voltage.
X0XD | VT fuse open circuit - fatigue/overload.
X0XE | VT fuse open circuit - secondary fault.
X0XF | VT shorted turns - insulation breakdown.
X0XG | Winding insulation failure - degradation of paper (Furans Test).
X0XH | Winding insulation failure - degradation of paper.
X0XJ | Winding insulation failure - ingress of moisture.
X0XK | Winding insulation failure - overloading (Heating).
X0XL | Winding low volts - high impedance secondary connection.
X0XM | Winding low volts - overheated connection palm.
X0XN | Winding no output power - continuity failure.
X0XP | Winding shorted turns - paper insulation failure.
X0XQ | Wiring (general) porcelain insulation - age degradation.
X0XR | Wiring (general) PVC insulation deteriorated - age degradation.
X0XS | Wiring (general) PVC insulation deteriorated - oil impregnation.
X0XT | Wiring battery earth - wiring loom caught in door.
X0XU | WTI current transformer incorrect output - internal defect.
X0XV | Yard surface inadequate insulating level - damaged bitumen surface.
X0XW | Yard surface inadequate insulating level - poor aggregate.
X0XY | Aux contacts open circuit / high resistance - loose pallet linkage.
X0XZ | Aux switch linkage collapsed - unscrewed pivot.
X0Y0 | Battery connectors high resistance - loss of contact pressure.
X0Y1 | Binary encoder does not operate - faulty diode matrix.
X0Y2 | Cable end boxes loss of I.R. - explosion vent.
X0Y3 | Cable joint failed - defective.
X0Y4 | Circuit board incorrect timing - component failure.
X0Y5 | Circuit breaker mechanical damage - operational impacts.
X0Y6 | Closing mech. fails to open/close - closing mechanism out of alignment.
X0Y7 | Closing mech. fails to open/close - loss of lubrication.
X0Y8 | Coarse selector switch high resistance - oxidation of contacts.
X0Y9 | Coarse selector switch sight glass gasket leaks - age degradation.
X0YA | Core loss of clamping pressure - through fault.
X0YB | CPU control board fails to operate - internal failure.
X0YC | Diverter contact solid braid broken - fatigue.
X0YD | Diverter drive rod operating pin sheared - fatigue.
X0YE | Diverter tank oil contamination of oil - damaged lid studs.
X0YF | Diverter worn star point shunt contacts - normal operation.
X0YG | Drive mechanism loose - normal operational wear.
X0YH | Earth connection open circuit / high resistance - theft.
X0YJ | External drive shift broken - misaligned mechanism.
X0YK | Fine selector switch bleed screw leaks - not correctly tightened.
X0YL | Fine selector switch paper cylinders loss of insulation - moisture.
X0YM | Fine selector switch spindle gasket leaking - age degradation.
X0YN | Gas density monitor fails - internal defect.
X0YP | Gas receiver unable to bleed - blocked bleed valve.
X0YQ | Induction disc slow rotation - incorrectly adjusted brake magnet.
X0YR | Insulated drive rod defective - mechanical failure.
X0YS | Isolator damaged contacts - closure onto faults / operational use.
X0YT | LED / Flag illuminated - component failure.
X0YU | Main contacts damaged / worn (fault ops) - arcing.
X0YV | Main contacts travel altered - contact wear.
X0YW | Microprocessor high pickup current - analogue drift.
X0YX | Microswitch open circuit - fatigue.
X0YY | Motorbox contamination of components - door seal deteriorated / missing.
X0YZ | Motorbox control defect - limit switch out of adjustment.
X0Z0 | Motorbox incorrect tap change - broken or stretched energy spring.
X0Z1 | Motorbox loss of drive - bevel gears lack of lubrication.
X0Z2 | Motorbox loss of drive - brake mounting broken.
X0Z3 | Motorbox loss of drive - broken shear pin.
X0Z4 | Motorbox loss of drive - burn out thermal overload.
X0Z5 | Motorbox loss of drive - crank handle interlock not released.
X0Z6 | Motorbox loss of drive - defective contactor.
X0Z7 | Motorbox loss of drive - defective drive circuit board.
X0Z8 | Motorbox loss of drive - drum controller seized.
X0Z9 | Motorbox loss of drive - gearbox loss of lubricant.
X0ZA | Motorbox loss of drive - lack lubrication.
X0ZB | Motorbox loss of drive - maintaining switch failed.
X0ZC | Motorbox loss of drive - maintaining switch return springs seized.
X0ZD | Motorbox loss of drive - motor burnt out (age).
X0ZE | Motorbox loss of drive - motor capacitor failure.
X0ZF | Motorbox loss of drive - motor fail.
X0ZG | Motorbox loss of drive - thermal overload on motor tripped.
X0ZH | Motorbox moisture buildup - heater not operating.
X0ZJ | Motorbox moisture buildup - leaking door seal.
X0ZK | Motorbox moisture ingress - degraded tap range cover gasket.
X0ZL | Motorbox motor / mech failure - cabinet seals.
X0ZM | Motorbox motor / mech failure - heater fail tapchanger control cabinet.
X0ZN | Motorbox motor burnt out - brake failure.
X0ZP | Motorbox motor burnt out - internal failure.
X0ZQ | Motorbox no manual crank operation - cable interlock stretched.
X0ZR | Motorbox oil leaks - defective seals.
X0ZS | Motorbox oil leaks - main gasket degraded.
X0ZT | Moving contact burnt - weakend contact spring pressure.
X0ZU | Moving contact worn moving main contact - normal operation.
X0ZV | Moving contact worn roller (MK II onwards) - normal operation.
X0ZW | Moving contact worn transition roller - normal operation.
X0ZX | Neutral impedance replicator phase angle setting drift - corroded wiper on pot
X0ZY | Oil accelerated degredation - excessive oil temperature.
X0ZZ | Oil contaminated - damaged explosion vent.
X100 | Oil contaminated - rusty / wet conservator.
X101 | Oil contaminates part surfaces - carbon contamination of oil.
X102 | Oil dielectric strength loss - missing welsh plug.
X103 | Oil gasket leaks - age degradation.
X104 | Oil pump not operating - wiring defect.
X105 | Operating coil does not operate - open circuit.
X106 | OTI inoperative - internal defect.
X107 | Outdoor enclosure loss of I.R. - vermin ingress.
X108 | Phase element comparator operates when not required - internal component failure.
X109 | Pickup adjustment incorrectly set - component failure.
X10A | Plug-in moving coil out of tolerance - corrosion of iron core.
X10B | Pole loss of gas pressure - damaged o rings.
X10C | Poles loss of I.R. - solid insulation degradation.
X10D | Poles loss of I.R. - surface contamination (high pollution).
X10E | Poles loss of I.R. - surface contamination/damage.
X10F | Poles loss of SF6 gas pressure - damaged explosion vent.
X10G | Poles loss of SF6 gas pressure - damaged o rings.
X10H | Poles loss of SF6 gas pressure - mechanical damage.
X10J | Poles loss of SF6 gas pressure - porous castings.
X10K | Poles SF6 gas degrades - fault operations.
X10L | Poles SF6 gas degrades - moisture ingress.
X10M | Poles SF6 gas degrades - normal operation.
X10N | Position indicator switch open circuit / high resistance - dirty contacts.
X10P | Position indicator switch open circuit / high resistance - loose wiring connections.
X10Q | Potentiometer resistance change - mechanical damage.
X10R | Power and coms connections failed - open circuit.
X10S | Power supply loss of output - component failure.
X10T | Pressure relief valve fails to operate - corroded / damaged.
X10U | Pressure relief valve fails to operate - jammed
X10V | Primary contact spout partial discharge - contamination/moisture.
X10W | Primary contact spout partial discharge - voids in epoxy.
X10X | Primary contact spouts high resistance - contamination.
X10Y | Primary contact spouts high resistance - loose primary connection.
X10Z | Primary contact spouts partial discharge - contamination.
X110 | Primary drive rod joints loss of pivot movement - loss of lubrication.
X111 | Primary isolating contact spout loss of I.R. - cracked bushing.
X112 | Primary isolating contact spout loss of I.R. - damaged.
X113 | Primary isolating contacts damaged - lubrication.
X114 | Primary isolating contacts discoloured / burnt - corona from misaligned braid.
X115 | Primary isolating contacts high resistance - dirty.
X116 | Primary isolating contacts high resistance - loss of spring tension.
X117 | Primary isolating contacts high resistance - oxidisation.
X118 | Primary isolating contacts high resistance contact - age degradation of contact surfaces.
X119 | Primary isolating contacts high resistance contact - age degradation of silver coating.
X11A | Primary isolating contacts high resistance contact - loss of silver coating.
X11B | Primary isolating contacts high resistance contact - loss of spring tension.
X11C | Primary isolating contacts high resistance contact - overloading.
X11D | Primary isolating contacts loss of contact pressure - annealing of springs.
X11E | Recloser aerial damaged aerial - rust/vermin/theft.
X11F | Relay breather filter blocked - contamination.
X11G | Resistors short circuited - reinstatement error.
X11H | Rotary switch open circuit - worn contacts.
X11J | SF6 loss of dielectric strength - low gas pressure.
X11K | Shunt resistor resistance change - age degradation.
X11L | Switch inoperable - mechanical impact.
X11M | Tank failure to contain oil - corrosion.
X11N | Tap position indicator incorrect - broken drive chain.
X11P | Tap pos'n indicator switch malfunction - open/short circuit.
X11Q | Tapchanger motor drive operates when manual op handle fitted - interlock failure.
X11R | TC blocking relay open circuit - burning / pitting.
X11S | Trip mech. drive rod shears - loose lock nuts.
X11T | Trip mech. fails to open - faulty lockout relay.
X11U | Turbulator poor arc extinguishing - carbon blocks inflow ports (normal operations).
X11V | Turbulator poor arc extinguishing (normal op) - internal wear of turbulator top washer.
X11W | Winding insulation failure - electrical damage (Gassing/Arcing).
X11X | Winding open circuit primary earth - human error.
X11Y | Capacitive insulation degraded - electrical surges.
X11Z | Capacitive insulation degraded - ingress of moisture.
X120 | Capacitive insulation shorted divisions - paper failure.
X121 | Connection stud high resistance - incorrect tightening.
X122 | Connection stud short circuit to adjacent connections - incorrect tightening.
X123 | Control cabinet contaminant ingress - corrosion.
X124 | Control cabinet contaminant ingress - door seal failure.
X125 | Control cabinet contaminant ingress - locking mech failure.
X126 | External insulation degraded - ageing.
X127 | External insulation degraded - surface contamination/damage.
X128 | Glass / Perspex misaligned - loose mounting tabs.
X129 | Head loss of pressure - degraded seals.
X12A | Head loss of pressure - leaking gauges.
X12B | Insulation degraded - ageing.
X12C | Insulation degraded - electrical surges.
X12D | Insulation degraded - ingress of moisture.
X12E | Insulation degraded - surface contamination/damage.
X12F | Insulation loss of dielectric strength - ageing.
X12G | Insulation partial discharge - voids in solid insulation.
X12H | Internal relay insulation damaged - loss of insulation.
X12J | Oil loss of dielectric strength - moisture ingress.
X12K | Oil loss of dielectric strength - oil degradation.
X12L | Oil seals leak - age degradation.
X12M | Relay cover gasket deteriorated - age / exposure.
X12N | Relay cover gasket missing / misaligned - incorrect past practice.
X12P | Relay cover securing assembly damaged / missing - human error / incorrect handling.
X12Q | Steelwork loss of support - corrosion.
X12R | Timing circuit setting drift - component failure.
X12S | Wiring (general) loss of insulation resistance - degradation.
X12T | Wiring (general) loss of insulation resistance - moisture.
X12U | Wiring (general) not effectively earthed - wrong cable.
X12V | Insulation partial discharge - loose connection.
X12W | Neutral - Earth Connection open circuit / high resistance - corroded termination.
X12X | Oil loss of dielectric strength - low oil level.
X12Y | Aux Transformer - catastrophic failure.
X12Z | TX oil leaks.
X130 | FI Coupling Transformer - catastrophic failure.
X131 | Capacitor can - internal insulation failure.
X132 | Vacuum switch faulty.
X133 | Fuse operation.
X134 | Surge divertor faulty.
X135 | Faulty fuse carrier.
X136 | Faulty contacts.
X137 | Faulty insulator.
X138 | Faulty mechanism.
X139 | Faulty trip coil.
X13A | Faulty HV carrier.
X13B | Faulty nuetral isolator.
X13C | Faulty gas switch.
X13D | Gas switch - low gas.
X13E | Earthing Transformer - catastrophic failure.
X13F | Reactor - catastrophic failure.
RTCN | Returned to Contractor
TRTC | Task Returned to Contractor
UNRE | Unable to Reinforce
BRNP | Bulk Replacement Audit
TXWV | Withstand Voltage <30kV
TXMO | Moisture >30ppm
TXGL | Indicator gauge leaking
TXBL | Bung leaking
TXVL | Gate Valve leaking
TXLL | Lid Gasket Leaking
TXBG | Bushing Gasket Leaking
TXRB | Replace Broken Bushing
TXRE | Repair Broken Bushing
TXBM | Bracket Missing
TXMR | Minor Rust
TXLO | Low oil
PECC | PEC Crossarm
X0J7 | Cyclometer threshold met - normal maintenance due.
MPAA | Mid pole actuator out of adjustment
GPRR | Guy protection required
NLRQ | No longer reqired
CRDM | Corroded / damaged
XR01 | 4 Yearly Test
XR02 | After Corrosion Repairs
XR03 | Age/ Peeling
XR04 | Analysis Required
XR05 | Bad Test Results That Cannot Be Rectified
XR07 | Broken /Snapped
XR08 | Broken /Snapped Bolt/Bracket
XR09 | Broken/Damaged Bushing/Connection
XR10 | Burnt Contacts
XR11 | Burnt Off From Flashover
XR12 | Burnt Out
XR13 | Burnt Wiring
XR14 | Bushing Failure
XR15 | CAPE Failure
XR16 | CAPM Failure
XR17 | Closed Circuit
XR18 | Commissioning Required
XR19 | Contact Wear
XR20 | Contaminated Oil
XR21 | Corroded Steel Tank
XR22 | Cut
XR23 | Damaged
XR26 | Damaged Connectors
XR27 | Damaged Fins
XR28 | Damaged Stem
XR29 | Damaged Winding Insulation/Paper
XR30 | Dial Corroded
XR31 | Dirt Contamination
XR32 | Driver Failure
XR33 | Failure To Charge
XR34 | Firmware Upgrade
XR35 | Fuse Under Rated
XR36 | Glass/Plastic Face Dirty/Degraded
XR37 | Grub Screw Failure
XR38 | Indicator Float Sunken
XR39 | Internal Flashover/ Explosion
XR40 | Internal Gearing Failure
XR41 | Jammed
XR42 | Leaking
XR43 | Leaking Fins
XR44 | Leaking From Bushing
XR45 | Leaking Gate Valve
XR46 | Leaking Sight Glass
XR47 | Lightning Strike
XR49 | Lost Spring Tension
XR50 | Matching Input Voltage/Current Readings
XR51 | Mechanism Failure
XR52 | Memory Error Corection
XR53 | Modem Failure
XR54 | Moisture Ingress
XR55 | MPM Failure
XR56 | Oil Over >30Ppm Moisture
XR57 | Oil Voltage Test Breakdown <30Kv
XR58 | Open Circuit
XR59 | PCB Content
XR60 | Perished (Sun/Weather)
XR61 | Poor Coverage - Yargi Required
XR62 | PSM Failure
XR63 | Routine Maintenance
XR64 | SCEM Failure
XR66 | Setting Change Required
XR67 | Sight Glass Dirty
XR68 | Snapped Drive Shaft
XR69 | Solenoid Failure
XR70 | Split Pin Failure
XR71 | Sticking Springs/Gears
XR72 | Surface Damaged
XR73 | System Spare
XR74 | Tank Failure
XR75 | Upgrade To Control Functions
XR76 | Vermin
XR77 | VT Over Loaded
XR78 | Winding Failure
XR79 | Vandalism
XR80 | Visual Display Fault
NSRG | Not Suitable - Regulator Site
NSRC | Not Suitable - Recloser Site
NSSW | Not Suitable - Switch Gear Site
NSSS | Not Suitable - Substation Site
CONA | Conductor Alteration
LCID | Crossarm Replacement Candidate - Laminated Type
LCDT | Laminated Crossarm Deterioration
XW01 | Cooling fan not operating - WTI switch maloperation.
XW02 | WTI false alarms - ingress of moisture.
XW03 | WTI false alarms - internal defect.
XW04 | WTI false alarms - vibration mounts fail
XW05 | WTI incorrect indication - age degradation.
XW06 | WTI inoperative - broken capillary tube.
XW07 | WTI inoperative - internal defect.
SIRF | Pole Sub Refurbishment Candidate - Asset Condition
SIRP | Pole Sub Replacement Candidate - Two Pole Substation
SGRC | Stay/Guy Replacement Candidate - Asset Condition
B026 | ABS down rod broken / damaged - third party impact.
B027 | ABS down rod broken / damaged - vandalism.
B030 | ABS down rod deteriorated - timber degradation.
B028 | ABS down rod misaligned - out of adjustment.
B029 | ABS down rod uninsulated - previous design standard.
B297 | ABS flicker blades broken / damaged - burnt / eroded.
B295 | ABS flicker blades broken / damaged - out of adjustment.
B296 | ABS flicker blades broken / damaged - welded closed.
B383 | ABS Insulator broken / damaged - corrosion of bolts / mounting hardware.
B384 | ABS Insulator broken / damaged - flashover.
B380 | ABS Insulator broken / damaged - third party impact.
B381 | ABS Insulator broken / damaged - vandalism.
B382 | ABS Insulator broken / damaged - wildlife.
B385 | ABS Insulator tracking - surface contamination.
B432 | ABS main contacts broken / damaged - loss of spring pressure.
B433 | ABS main contacts broken / damaged - out of adjustment.
B436 | ABS main contacts deteriorated - deterioration of contact surface.
B440 | ABS main contacts jammed - loss of lube / burnt contacts.
B435 | ABS main contacts misaligned - frame/chassis timber degradation.
B434 | ABS main contacts misaligned - out of adjustment.
B439 | ABS main contacts overheated / damaged - deterioration of contact surface.
B437 | ABS main contacts overheated / damaged - loss of spring pressure.
B438 | ABS main contacts overheated / damaged - phases out of adjustment.
B022 | ABS not suitable - inadequate rating.
B492 | ABS operating handle bent - vandalism.
B493 | ABS operating handle inappropriate height - altered ground level.
B490 | ABS operating handle overtravel - loose pivot bolt.
B491 | ABS operating handle unsupported / loose - timber degradation.
B021 | ABS redundant - no longer reqd.
B025 | ABS upgrade reqd - fault level constraint.
B023 | ABS upgrade reqd - thermal constraint.
B024 | ABS upgrade reqd - voltage constraint.
C673 | Anti-climbing guard damaged / missing - not installed where reqd.
B557 | Asset access not available / denied - customer refusal.
B556 | Asset access not available / denied - seasonal crops.
B561 | Asset access obstructed - building / structure.
B558 | Asset access obstructed - crop netting.
B562 | Asset access obstructed - fences / garden changes.
B559 | Asset access obstructed - vegetation.
B560 | Asset access obstructed - wind / storm debris (non veg).
B528 | Asset contains asbestos - add note.
B527 | Asset suspected to contain asbestos - further investigation reqd.
B055 | Attachment hardware (bolts/brackets) broken / damaged - corrosion.
C014 | Bridge / drain inoperable - blocked.
C015 | Bridge / drain inoperable - damaged / deteriorated.
C013 | Bridge / drain inoperable - insufficient capacity.
B402 | Bund / trench damaged / leaking - corrosion / deterioration.
B401 | Bund / trench damaged / leaking - third party impact.
B405 | Bund / trench fills with water - bilge pump defective.
B406 | Bund / trench fills with water - blocked drain.
B407 | Bund / trench fills with water - cable penetration not sealed.
B403 | Bund / trench fills with water - inadequate IP rating.
B404 | Bund / trench fills with water - localised flooding.
C087 | Cable (CONSAC) conductor deterioration / failure - overheated.
C088 | Cable (CONSAC) conductor deterioration / failure - water ingress.
C092 | Cable (CONSAC) floating neutral - flashover / fault current.
C090 | Cable (CONSAC) floating neutral - mechanical damage.
C089 | Cable (CONSAC) floating neutral - non compliant installation.
C091 | Cable (CONSAC) floating neutral - overheated.
C093 | Cable (CONSAC) floating neutral - sheath breakdown.
C094 | Cable (CONSAC) floating neutral - water ingress.
C097 | Cable (CONSAC) insulation deterioration / failure - flashover / fault current.
C095 | Cable (CONSAC) insulation deterioration / failure - non compliant installation.
C096 | Cable (CONSAC) insulation deterioration / failure - overheated.
C098 | Cable (CONSAC) insulation deterioration / failure - water ingress.
C082 | Cable (CONSAC) metallic sheath (aluminium) damaged - mechanical damage.
C081 | Cable (CONSAC) metallic sheath (aluminium) damaged - non compliant installation.
C083 | Cable (CONSAC) metallic sheath (aluminium) damaged - water ingress.
C084 | Cable (CONSAC) protective outer sheath damaged - insulation degradation.
C085 | Cable (CONSAC) protective outer sheath damaged - mechanical damage.
C086 | Cable (CONSAC) protective outer sheath damaged - vermin.
C150 | Cable (paper insulated) conductor deterioration / failure - overheated.
C151 | Cable (paper insulated) conductor deterioration / failure - water ingress.
C154 | Cable (paper insulated) insulation deterioration / failure - flashover / fault current.
C152 | Cable (paper insulated) insulation deterioration / failure - non compliant installation.
C153 | Cable (paper insulated) insulation deterioration / failure - overheated.
C155 | Cable (paper insulated) insulation deterioration / failure - water ingress.
C142 | Cable (paper insulated) metallic sheath (aluminium) damaged - mechanical damage.
C141 | Cable (paper insulated) metallic sheath (aluminium) damaged - non compliant installation.
C143 | Cable (paper insulated) metallic sheath (aluminium) damaged - water ingress.
C145 | Cable (paper insulated) metallic sheath (lead) damaged - mechanical damage.
C144 | Cable (paper insulated) metallic sheath (lead) damaged - non compliant installation.
C146 | Cable (paper insulated) metallic sheath (lead) damaged - water ingress.
C147 | Cable (paper insulated) protective outer sheath damaged - insulation degradation.
C148 | Cable (paper insulated) protective outer sheath damaged - mechanical damage.
C149 | Cable (paper insulated) protective outer sheath damaged - vermin.
C204 | Cable (XLPE/PVC) conductor deterioration / failure - overheated.
C205 | Cable (XLPE/PVC) conductor deterioration / failure - water ingress.
C208 | Cable (XLPE/PVC) insulation deterioration / failure - flashover / fault current.
C206 | Cable (XLPE/PVC) insulation deterioration / failure - non compliant installation.
C207 | Cable (XLPE/PVC) insulation deterioration / failure - overheated.
C209 | Cable (XLPE/PVC) insulation deterioration / failure - water ingress.
C199 | Cable (XLPE/PVC) metallic sheath damaged - mechanical damage.
C198 | Cable (XLPE/PVC) metallic sheath damaged - non compliant installation.
C200 | Cable (XLPE/PVC) metallic sheath damaged - water ingress.
C201 | Cable (XLPE/PVC) protective outer sheath damaged - insulation degradation.
C202 | Cable (XLPE/PVC) protective outer sheath damaged - mechanical damage.
C203 | Cable (XLPE/PVC) protective outer sheath damaged - vermin.
B073 | Cable broken / damaged - third party impact.
B353 | Cable guard broken / damaged - deterioration.
B352 | Cable guard broken / damaged - third party impact.
B184 | Cable joint (cold applied) deteriorated - electrical failure.
B182 | Cable joint (cold applied) deteriorated - mechanical damage.
B181 | Cable joint (cold applied) deteriorated - non compliant installation.
B183 | Cable joint (cold applied) deteriorated - water ingress.
B180 | Cable joint (cold applied) reverse polarity - non compliant installation.
B264 | Cable joint (CONSAC transition to XLPE) deteriorated - electrical failure.
B262 | Cable joint (CONSAC transition to XLPE) deteriorated - mechanical damage.
B261 | Cable joint (CONSAC transition to XLPE) deteriorated - non compliant installation.
B263 | Cable joint (CONSAC transition to XLPE) deteriorated - water ingress.
B260 | Cable joint (CONSAC transition to XLPE) reverse polarity - non compliant installation.
B189 | Cable joint (CONSAC) deteriorated - electrical failure.
B187 | Cable joint (CONSAC) deteriorated - mechanical damage.
B186 | Cable joint (CONSAC) deteriorated - non compliant installation.
B188 | Cable joint (CONSAC) deteriorated - water ingress.
B185 | Cable joint (CONSAC) reverse polarity - non compliant installation.
B194 | Cable joint (heat shrink) deteriorated - electrical failure.
B192 | Cable joint (heat shrink) deteriorated - mechanical damage.
B191 | Cable joint (heat shrink) deteriorated - non compliant installation.
B193 | Cable joint (heat shrink) deteriorated - water ingress.
B190 | Cable joint (heat shrink) reverse polarity - non compliant installation.
B199 | Cable joint (paper lead heat shrink) deteriorated - electrical failure.
B197 | Cable joint (paper lead heat shrink) deteriorated - mechanical damage.
B196 | Cable joint (paper lead heat shrink) deteriorated - non compliant installation.
B198 | Cable joint (paper lead heat shrink) deteriorated - water ingress.
B195 | Cable joint (paper lead heat shrink) reverse polarity - non compliant installation.
B259 | Cable joint (paper lead resin filled) deteriorated - electrical failure.
B257 | Cable joint (paper lead resin filled) deteriorated - mechanical damage.
B256 | Cable joint (paper lead resin filled) deteriorated - non compliant installation.
B258 | Cable joint (paper lead resin filled) deteriorated - water ingress.
B255 | Cable joint (paper lead resin filled) reverse polarity - non compliant installation.
B269 | Cable joint (paper lead transition to XLPE) deteriorated - electrical failure.
B267 | Cable joint (paper lead transition to XLPE) deteriorated - mechanical damage.
B266 | Cable joint (paper lead transition to XLPE) deteriorated - non compliant installation.
B268 | Cable joint (paper lead transition to XLPE) deteriorated - water ingress.
B265 | Cable joint (paper lead transition to XLPE) reverse polarity - non compliant installation.
B204 | Cable joint (resin filled) deteriorated - electrical failure.
B202 | Cable joint (resin filled) deteriorated - mechanical damage.
B201 | Cable joint (resin filled) deteriorated - non compliant installation.
B203 | Cable joint (resin filled) deteriorated - water ingress.
B200 | Cable joint (resin filled) reverse polarity - non compliant installation.
B074 | Cable redundant - no longer reqd.
C400 | Cable support broken / damaged - corrosion of bolts / mounting hardware.
C401 | Cable support broken / damaged - corrosion.
C399 | Cable support broken / damaged - loose mounting.
C403 | Cable support inadequate - loose clamp.
C402 | Cable support missing - not installed.
C442 | Cable termination (HV cast pothead) broken / damaged - deterioration.
C444 | Cable termination (HV cast pothead) broken / damaged - electrical failure.
C440 | Cable termination (HV cast pothead) broken / damaged - lightning.
C441 | Cable termination (HV cast pothead) broken / damaged - third party impact.
C443 | Cable termination (HV cast pothead) broken / damaged - vermin / wildlife.
C445 | Cable termination (HV cast pothead) end of life - programmed replacement.
C465 | Cable termination (cold applied) broken / damaged - flashover / fault current.
C463 | Cable termination (cold applied) broken / damaged - non compliant installation.
C464 | Cable termination (cold applied) broken / damaged - overheated.
C469 | Cable termination (cold applied) broken / damaged - partial discharge / corona.
C466 | Cable termination (cold applied) broken / damaged - vegetation.
C467 | Cable termination (cold applied) broken / damaged - vermin.
C468 | Cable termination (cold applied) broken / damaged - water ingress.
C474 | Cable termination (cold applied) earth screen breakdown - flashover / fault current.
C472 | Cable termination (cold applied) earth screen breakdown - non compliant installation.
C473 | Cable termination (cold applied) earth screen breakdown - overheated.
C475 | Cable termination (cold applied) earth screen breakdown - water ingress.
C476 | Cable termination (cold applied) floating neutral - non compliant installation.
C477 | Cable termination (cold applied) floating neutral - overheated.
C478 | Cable termination (cold applied) floating neutral - vermin.
C479 | Cable termination (cold applied) floating neutral - water ingress.
C470 | Cable termination (cold applied) tracking - insulation degradation.
C471 | Cable termination (cold applied) tracking - pollution.
C533 | Cable termination (compound filled) broken / damaged - insulation degradation.
C532 | Cable termination (compound filled) broken / damaged - non compliant installation.
C534 | Cable termination (compound filled) broken / damaged - overheated.
C535 | Cable termination (compound filled) broken / damaged - tracking.
C536 | Cable termination (compound filled) broken / damaged - vegetation.
C537 | Cable termination (compound filled) broken / damaged - vermin.
C538 | Cable termination (compound filled) broken / damaged - water ingress.
C541 | Cable termination (compound filled) earth screen breakdown - flashover / fault current.
C539 | Cable termination (compound filled) earth screen breakdown - non compliant installation.
C540 | Cable termination (compound filled) earth screen breakdown - overheated.
C542 | Cable termination (compound filled) earth screen breakdown - water ingress.
C545 | Cable termination (compound filled) floating neutral - flashover / fault current.
C543 | Cable termination (compound filled) floating neutral - non compliant installation.
C544 | Cable termination (compound filled) floating neutral - overheated.
C546 | Cable termination (compound filled) floating neutral - vermin.
C547 | Cable termination (compound filled) floating neutral - water ingress.
C482 | Cable termination (heat shrink) broken / damaged - flashover / fault current.
C480 | Cable termination (heat shrink) broken / damaged - non compliant installation.
C481 | Cable termination (heat shrink) broken / damaged - overheated.
C486 | Cable termination (heat shrink) broken / damaged - partial discharge / corona.
C483 | Cable termination (heat shrink) broken / damaged - vegetation.
C484 | Cable termination (heat shrink) broken / damaged - vermin.
C485 | Cable termination (heat shrink) broken / damaged - water ingress.
C491 | Cable termination (heat shrink) earth screen breakdown - flashover / fault current.
C489 | Cable termination (heat shrink) earth screen breakdown - non compliant installation.
C490 | Cable termination (heat shrink) earth screen breakdown - overheated.
C492 | Cable termination (heat shrink) earth screen breakdown - water ingress.
C493 | Cable termination (heat shrink) floating neutral - non compliant installation.
C494 | Cable termination (heat shrink) floating neutral - overheated.
C495 | Cable termination (heat shrink) floating neutral - vermin.
C496 | Cable termination (heat shrink) floating neutral - water ingress.
C487 | Cable termination (heat shrink) tracking - insulation degradation.
C488 | Cable termination (heat shrink) tracking - pollution.
C599 | Cable termination insulator (porcelain) broken / damaged - corrosion of bolts / mounting hardware.
C593 | Cable termination insulator (porcelain) broken / damaged - lightning.
C594 | Cable termination insulator (porcelain) broken / damaged - mechanical overload.
C595 | Cable termination insulator (porcelain) broken / damaged - vandalism.
C596 | Cable termination insulator (porcelain) broken / damaged - vegetation fallen from within corridor.
C597 | Cable termination insulator (porcelain) broken / damaged - wildlife.
C598 | Cable termination insulator (porcelain) broken / damaged - wind / storm debris (non veg).
C600 | Cable termination insulator (porcelain) tracking - surface contamination.
C658 | Cable termination insulator (soft polymer) broken / damaged - lightning.
C659 | Cable termination insulator (soft polymer) broken / damaged - mechanical overload.
C660 | Cable termination insulator (soft polymer) broken / damaged - vandalism.
C661 | Cable termination insulator (soft polymer) broken / damaged - vegetation fallen from within corridor.
C662 | Cable termination insulator (soft polymer) broken / damaged - wildlife.
C663 | Cable termination insulator (soft polymer) broken / damaged - wind / storm debris (non veg).
C664 | Cable termination insulator (soft polymer) tracking - surface contamination.
C700 | Catenary broken / damaged - corrosion.
C697 | Catenary broken / damaged - object blown into catenary.
C698 | Catenary broken / damaged - over tensioned.
C696 | Catenary broken / damaged - third party impact.
C699 | Catenary broken / damaged - vegetation fallen from within corridor.
C701 | Catenary insufficient clearance - non compliant installation.
C703 | Catenary insufficient clearance - termination fittings loose / deteriorated / broken.
C702 | Catenary insufficient clearance - third party impact.
C704 | Catenary insufficient clearance - unauthorised construction.
C756 | Cockys beak latch not releasing - seized pivots.
B239 | Comms conduit broken / damaged - mower guard missing.
C755 | Conductor (AAC/AAAC) annealed - overload / fault.
C749 | Conductor armour rods (AAC/AAAC/ACSR) deteriorated - fatigue.
C744 | Conductor armour rods (AAC/AAAC/ACSR) installation reqd - previous design standard.
C750 | Conductor (AAC/AAAC) bridging deteriorated - corrosion.
C751 | Conductor (AAC/AAAC) bridging deteriorated - fatigue.
C730 | Conductor (AAC/AAAC) broken / damaged - aircraft impact.
C731 | Conductor (AAC/AAAC) broken / damaged - clashing conductors.
C732 | Conductor (AAC/AAAC) broken / damaged - corrosion.
C734 | Conductor (AAC/AAAC) broken / damaged - debris blown into mains.
C735 | Conductor vibration dampers installation reqd - conductor fatigue.
C736 | Conductor (AAC/AAAC) broken / damaged - fire damage (bushfire / burning off).
C725 | Conductor (AAC/AAAC) broken / damaged - lightning.
C726 | Conductor (AAC/AAAC) broken / damaged - vegetation fallen from outside corridor.
C727 | Conductor (AAC/AAAC) broken / damaged - vegetation fallen from within corridor.
C728 | Conductor (AAC/AAAC) broken / damaged - vehicle impact.
C733 | Conductor (AAC/AAAC) broken / damaged - wildlife clashing conductors.
C729 | Conductor (AAC/AAAC) broken / damaged - wind / storm debris (non veg).
C743 | Conductor (AAC/AAAC) compression sleeve overheated/broken - corrosion.
C742 | Conductor (AAC/AAAC) compression sleeve overheated/broken - non compliant installation.
C752 | Conductor (AAC/AAAC) deadend corroded / overheated - corrosion / deterioration.
C740 | Conductor (AAC/AAAC) insufficient clearance - previous design standard.
C741 | Conductor (AAC/AAAC) insufficient clearance - wildlife.
C737 | Conductor (AAC/AAAC) missing - stolen.
C739 | Conductor (AAC/AAAC) splice overheated / broken - corrosion.
C738 | Conductor (AAC/AAAC) splice overheated / broken - non compliant installation.
C754 | Conductor (AAC/AAAC) upgrade - thermal constraint.
C753 | Conductor (AAC/AAAC) upgrade - voltage constraint.
C746 | Conductor vibration dampers deteriorated - fatigue.
C745 | Conductor vibration dampers replacement reqd - deterioration.
C748 | Conductor vibration dampers replacement reqd - failure of attachment.
C747 | Conductor vibration dampers installation reqd - previous design standard.
C813 | Conductor (ACSR) annealed - overload / fault.
C807 | Conductor (ACSR) armour rods deteriorated - fatigue.
C803 | Conductor (ACSR) armour rods missing - previous design standard.
C808 | Conductor (ACSR) bridging deteriorated - corrosion.
C809 | Conductor (ACSR) bridging deteriorated - fatigue.
C789 | Conductor (ACSR) broken / damaged - aircraft impact.
C790 | Conductor (ACSR) broken / damaged - clashing conductors.
C791 | Conductor (ACSR) broken / damaged - corrosion.
C793 | Conductor (ACSR) broken / damaged - debris blown into mains.
C794 | Conductor (ACSR) broken / damaged - fatigue.
C795 | Conductor (ACSR) broken / damaged - fire damage (bushfire / burning off).
C784 | Conductor (ACSR) broken / damaged - lightning.
C785 | Conductor (ACSR) broken / damaged - vegetation fallen from outside corridor.
C786 | Conductor (ACSR) broken / damaged - vegetation fallen from within corridor.
C787 | Conductor (ACSR) broken / damaged - vehicle impact.
C792 | Conductor (ACSR) broken / damaged - wildlife clashing conductors.
C788 | Conductor (ACSR) broken / damaged - wind / storm debris (non veg).
C802 | Conductor (ACSR) compression sleeve overheated/broken - corrosion.
C801 | Conductor (ACSR) compression sleeve overheated/broken - non compliant installation.
C810 | Conductor (ACSR) deadend corroded / overheated - corrosion / deterioration.
C799 | Conductor (ACSR) insufficient clearance - previous design standard.
C800 | Conductor (ACSR) insufficient clearance - wildlife.
C796 | Conductor (ACSR) missing - stolen.
C798 | Conductor (ACSR) splice overheated / broken - corrosion.
C797 | Conductor (ACSR) splice overheated / broken - non compliant installation.
C812 | Conductor (ACSR) upgrade - thermal constraint.
C811 | Conductor (ACSR) upgrade - voltage constraint.
C804 | Conductor (ACSR) vibration damper deteriorated - insulation degradation.
C806 | Conductor (ACSR) vibration damper missing - failure of attachment.
C805 | Conductor (ACSR) vibration damper missing - previous design standard.
B051 | Conductor (bare LV) insufficient clearance - add note.
B050 | Conductor (bare LV) insufficient clearance - conductor creep / structure movement.
B052 | Conductor (bare LV) insufficient clearance - ground level changes.
B054 | Conductor (bare LV) insufficient clearance - investigation reqd.
B053 | Conductor (bare LV) insufficient clearance - new or changed vehicle access.
B048 | Conductor (bare LV) insufficient clearance - non compliant construction.
B593 | Conductor (bare LV) insufficient clearance - previous design standard.
B049 | Conductor (bare LV) insufficient clearance - unauthorised construction.
C855 | Conductor (CCT) bridging deteriorated - corrosion.
C856 | Conductor (CCT) bridging deteriorated - fatigue.
C854 | Conductor (CCT) bridging deteriorated - insulation degradation.
C847 | Conductor (CCT) broken / damaged - aircraft impact.
C848 | Conductor (CCT) broken / damaged - debris blown into mains.
C849 | Conductor (CCT) broken / damaged - fatigue.
C850 | Conductor (CCT) broken / damaged - fire damage (bushfire / burning off).
C840 | Conductor (CCT) broken / damaged - insulation degradation.
C841 | Conductor (CCT) broken / damaged - lightning.
C842 | Conductor (CCT) broken / damaged - vegetation fallen from outside corridor.
C843 | Conductor (CCT) broken / damaged - vegetation fallen from within corridor.
C844 | Conductor (CCT) broken / damaged - vehicle impact.
C845 | Conductor (CCT) broken / damaged - wildlife.
C846 | Conductor (CCT) broken / damaged - wind / storm debris (non veg).
C853 | Conductor (CCT) compression sleeve overheated/broken - corrosion.
C852 | Conductor (CCT) compression sleeve overheated/broken - non compliant installation.
C861 | Conductor (CCT) exposed live conductor - abrasion.
C860 | Conductor (CCT) exposed live conductor - damaged /missing covers.
C851 | Conductor (CCT) missing - stolen.
C857 | Conductor (CCT) termination broken / damaged - corrosion / deterioration.
C859 | Conductor (CCT) upgrade - thermal constraint.
C858 | Conductor (CCT) upgrade - voltage constraint.
B044 | Conductor (covered LV) insufficient clearance - add note.
B043 | Conductor (covered LV) insufficient clearance - conductor creep / structure movement.
B045 | Conductor (covered LV) insufficient clearance - ground level changes.
B047 | Conductor (covered LV) insufficient clearance - investigation reqd.
B046 | Conductor (covered LV) insufficient clearance - new or changed vehicle access.
B041 | Conductor (covered LV) insufficient clearance - non compliant construction.
B590 | Conductor (covered LV) insufficient clearance - previous design standard.
B042 | Conductor (covered LV) insufficient clearance - unauthorised construction.
C894 | Conductor (facade mounted LV) unsupported - broken / damaged mounting hardware.
C895 | Conductor (facade mounted LV) unsupported - damaged / deteriorated.
C783 | Conductor (HDCu) annealed - overload / fault.
C778 | Conductor armour rods (HDCU) deteriorated - fatigue.
C774 | Conductor armour rods (HDCU) installation reqd - previous design standard.
C779 | Conductor (HDCu) bridging deteriorated - corrosion.
C780 | Conductor (HDCu) bridging deteriorated - fatigue.
C762 | Conductor (HDCu) broken / damaged - aircraft impact.
C763 | Conductor (HDCu) broken / damaged - clashing conductors.
C764 | Conductor (HDCu) broken / damaged - corrosion.
C766 | Conductor (HDCu) broken / damaged - debris blown into mains.
C767 | Conductor (HDCu) broken / damaged - fatigue.
C768 | Conductor (HDCu) broken / damaged - fire damage (bushfire / burning off).
C757 | Conductor (HDCu) broken / damaged - lightning.
C758 | Conductor (HDCu) broken / damaged - vegetation fallen from outside corridor.
C759 | Conductor (HDCu) broken / damaged - vegetation fallen from within corridor.
C760 | Conductor (HDCu) broken / damaged - vehicle impact.
C765 | Conductor (HDCu) broken / damaged - wildlife clashing conductors.
C761 | Conductor (HDCu) broken / damaged - wind / storm debris (non veg).
C772 | Conductor (HDCu) insufficient clearance - previous design standard.
C773 | Conductor (HDCu) insufficient clearance - wildlife.
C769 | Conductor (HDCu) missing - stolen.
C771 | Conductor (HDCu) splice overheated / broken - corrosion.
C770 | Conductor (HDCu) splice overheated / broken - non compliant installation.
C782 | Conductor (HDCu) upgrade - thermal constraint.
C781 | Conductor (HDCu) upgrade - voltage constraint.
C775 | Conductor (HDCu) vibration damper deteriorated - insulation degradation.
C777 | Conductor (HDCu) vibration damper missing - failure of attachment.
C776 | Conductor (HDCu) vibration damper missing - previous design standard.
C868 | Conductor (HV ABC) broken / damaged - aircraft impact.
C869 | Conductor (HV ABC) broken / damaged - debris blown into mains.
C870 | Conductor (HV ABC) broken / damaged - fire damage (bushfire / burning off).
C862 | Conductor (HV ABC) broken / damaged - insulation degradation.
C863 | Conductor (HV ABC) broken / damaged - lightning.
C864 | Conductor (HV ABC) broken / damaged - vegetation fallen from outside corridor.
C865 | Conductor (HV ABC) broken / damaged - vegetation fallen from within corridor.
C866 | Conductor (HV ABC) broken / damaged - vehicle impact.
C867 | Conductor (HV ABC) broken / damaged - wildlife.
C875 | Conductor (HV ABC) exposed live conductor - abrasion.
C874 | Conductor (HV ABC) exposed live conductor - damaged /missing covers.
C871 | Conductor (HV ABC) missing - stolen.
C873 | Conductor (HV ABC) upgrade - thermal constraint.
C872 | Conductor (HV ABC) upgrade - voltage constraint.
B037 | Conductor (HV) insufficient clearance - add note.
B036 | Conductor (HV) insufficient clearance - conductor creep / structure movement.
B038 | Conductor (HV) insufficient clearance - ground level changes.
B040 | Conductor (HV) insufficient clearance - investigation reqd.
B039 | Conductor (HV) insufficient clearance - new or changed vehicle access.
B034 | Conductor (HV) insufficient clearance - non compliant construction.
B589 | Conductor (HV) insufficient clearance - previous design standard.
B035 | Conductor (HV) insufficient clearance - unauthorised construction.
C884 | Conductor (LV ABC) broken / damaged - aircraft impact.
C885 | Conductor (LV ABC) broken / damaged - debris blown into mains.
C886 | Conductor (LV ABC) broken / damaged - fire damage (bushfire / burning off).
C878 | Conductor (LV ABC) broken / damaged - flashover / fault current.
C876 | Conductor (LV ABC) broken / damaged - insulation degradation.
C877 | Conductor (LV ABC) broken / damaged - lightning.
C879 | Conductor (LV ABC) broken / damaged - vegetation fallen from outside corridor.
C880 | Conductor (LV ABC) broken / damaged - vegetation fallen from within corridor.
C881 | Conductor (LV ABC) broken / damaged - vehicle impact.
C882 | Conductor (LV ABC) broken / damaged - wildlife.
C883 | Conductor (LV ABC) broken / damaged - wind / storm debris (non veg).
C889 | Conductor (LV ABC) compression sleeve overheated/broken - corrosion.
C888 | Conductor (LV ABC) compression sleeve overheated/broken - non compliant installation.
C892 | Conductor (LV ABC) exposed live conductor - abrasion.
C893 | Conductor (LV ABC) exposed live conductor - missing end cap.
C887 | Conductor (LV ABC) missing - stolen.
C891 | Conductor (LV ABC) upgrade - thermal constraint.
C890 | Conductor (LV ABC) upgrade - voltage constraint.
C058 | Conductor (OH LV service) broken / damaged - overtensioned.
C057 | Conductor (OH LV service) broken / damaged - third party impact.
C059 | Conductor (OH LV service) broken / damaged - wind / storm debris (non veg).
C074 | Conductor (OH LV service) end of life - programmed replacement.
C072 | Conductor (OH LV service) insufficient clearance - previous design standard.
C073 | Conductor (OH LV service) insufficient clearance - unauthorised construction.
C063 | Conductor (OH LV service) loss of insulation (PVC) - abrasion.
C060 | Conductor (OH LV service) loss of insulation (PVC) - incorrect clamp installation.
C061 | Conductor (OH LV service) loss of insulation (PVC) - insulation degradation.
C062 | Conductor (OH LV service) loss of insulation (PVC) - wildlife.
C067 | Conductor (OH LV service) loss of insulation (XLPE) - abrasion.
C064 | Conductor (OH LV service) loss of insulation (XLPE) - incorrect clamp installation.
C065 | Conductor (OH LV service) loss of insulation (XLPE) - insulation degradation.
C066 | Conductor (OH LV service) loss of insulation (XLPE) - wildlife.
C068 | Conductor (OH LV service) obstructed - foreign objects.
C069 | Conductor (OH LV service) reduced clearance - previous design standard.
C070 | Conductor (OH LV service) insufficient clearance - slack / low service conductor.
C071 | Conductor (OH LV service) reduced clearance - unauthorised construction.
C839 | Conductor (SCGZ/SCAC) annealed - overload / fault.
C835 | Conductor armour rods (SCGZ) deteriorated - fatigue.
C831 | Conductor armour rods (SCGZ) installation reqd - previous design standard.
C836 | Conductor (SCGZ/SCAC) bridging deteriorated - corrosion.
C837 | Conductor (SCGZ/SCAC) bridging deteriorated - fatigue.
C819 | Conductor (SCGZ/SCAC) broken / damaged - aircraft impact.
C820 | Conductor (SCGZ/SCAC) broken / damaged - clashing conductors.
C821 | Conductor (SCGZ/SCAC) broken / damaged - corrosion.
C823 | Conductor (SCGZ/SCAC) broken / damaged - debris blown into mains.
C824 | Conductor (SCGZ/SCAC) broken / damaged - fatigue.
C825 | Conductor (SCGZ/SCAC) broken / damaged - fire damage (bushfire / burning off).
C814 | Conductor (SCGZ/SCAC) broken / damaged - lightning.
C815 | Conductor (SCGZ/SCAC) broken / damaged - vegetation fallen from outside corridor.
C816 | Conductor (SCGZ/SCAC) broken / damaged - vegetation fallen from within corridor.
C817 | Conductor (SCGZ/SCAC) broken / damaged - vehicle impact.
C822 | Conductor (SCGZ/SCAC) broken / damaged - wildlife clashing conductors.
C818 | Conductor (SCGZ/SCAC) broken / damaged - wind / storm debris (non veg).
C838 | Conductor (SCGZ/SCAC) deadend corroded / overheated - corrosion / deterioration.
C829 | Conductor (SCGZ/SCAC) insufficient clearance - previous design standard.
C830 | Conductor (SCGZ/SCAC) insufficient clearance - wildlife.
C826 | Conductor (SCGZ/SCAC) missing - stolen.
C828 | Conductor (SCGZ/SCAC) splice overheated / broken - corrosion.
C827 | Conductor (SCGZ/SCAC) splice overheated / broken - non compliant installation.
C832 | Conductor (SCGZ/SCAC) vibration damper deteriorated - insulation degradation.
C834 | Conductor (SCGZ/SCAC) vibration damper missing - failure of attachment.
C833 | Conductor (SCGZ/SCAC) vibration damper missing - previous design standard.
B209 | Conductor (SDI) bridging deteriorated - corrosion.
B210 | Conductor (SDI) bridging deteriorated - fatigue.
B211 | Conductor (SDI) insulation deterioration / failure - UV / heat degradation.
B063 | Conductor armour grip suspension (bare cond) broken / damaged - corrosion / deterioration.
B066 | Conductor bird diverter broken / damaged - deterioration.
B067 | Conductor bird diverter no longer reqd - no longer reqd.
C896 | Conductor spreader installation reqd - clashing conductors.
C898 | Conductor clashing - bird impact.
C906 | Conductor encroaches property boundary - subdivision or previous design standards.
C907 | Conductor foreign objects attached - weather / fauna / vandalism etc.
C900 | Conductor installation reqd - new connection.
C901 | Conductor installation reqd - security of supply.
C899 | Conductor no longer reqd - add note.
C897 | Conductor redundant - no longer reqd.
C905 | Conductor relocation reqd - recoverable works.
B205 | Conductor spreader broken / damaged - deterioration.
B207 | Conductor spreader fire mitigation - risk reduction.
B206 | Conductor spreader misaligned / loose - installation error.
B062 | Conductor suspension clamp (bare cond) broken / damaged - corrosion / deterioration.
B059 | Conductor suspension clamp (CCT) broken / damaged - corrosion / deterioration.
B060 | Conductor suspension clamp (HV ABC) broken / damaged - corrosion / deterioration.
B061 | Conductor suspension clamp (LV ABC) broken / damaged - corrosion / deterioration.
B006 | Conductor temporary markers broken / damaged - deterioration.
B007 | Conductor temporary markers missing - not installed where reqd.
B008 | Conductor temporary markers no longer reqd - temporary installation.
B064 | Conductor termination (bare cond.) broken / damaged - corrosion / deterioration.
B056 | Conductor termination (CCT) broken / damaged - corrosion / deterioration.
B057 | Conductor termination (HV ABC) broken / damaged - corrosion / deterioration.
B058 | Conductor termination (LV ABC) broken / damaged - corrosion / deterioration.
B232 | Conductor tie (hand AAC/AAAC) broken / damaged - corrosion.
B233 | Conductor tie (hand AAC/AAAC) broken / damaged - fatigue.
B230 | Conductor tie (hand AAC/AAAC) broken / damaged - non compliant installation.
B231 | Conductor tie (hand AAC/AAAC) broken / damaged - pole/conductor impact.
B235 | Conductor tie (hand AAC/AAAC) replacement reqd - conductor augmentation.
B234 | Conductor tie (hand AAC/AAAC) replacement reqd - conductor retension.
B001 | Conductor tie (preformed AAC/AAAC) broken / damaged - corrosion.
B002 | Conductor tie (preformed AAC/AAAC) broken / damaged - fatigue.
C999 | Conductor tie (preformed AAC/AAAC) broken / damaged - non compliant installation.
B000 | Conductor tie (preformed AAC/AAAC) broken / damaged - pole/conductor impact.
B003 | Conductor tiger tails broken / damaged - deterioration.
B004 | Conductor tiger tails missing - not installed where reqd.
B005 | Conductor tiger tails no longer reqd - temporary installation.
C904 | Conductor (SCGZ/SCAC) upgrade - fault level constraint.
C902 | Conductor (SCGZ/SCAC) upgrade - thermal constraint.
C903 | Conductor (SCGZ/SCAC) upgrade - voltage constraint.
B277 | Conductor warning sphere (aircraft / watercraft) broken / damaged - deterioration.
B278 | Conductor warning sphere (aircraft / watercraft) missing - not installed where reqd.
B279 | Conductor warning sphere (aircraft / watercraft) no longer reqd - temporary installation.
B016 | Connection (insulation piercing) overheated / damaged - corrosion / deterioration.
B015 | Connection (insulation piercing) overheated / damaged - loose connection.
B170 | Connection (live line clamp) audible noise - incorrect size / loose clamp.
B169 | Connection (live line clamp) deteriorated - corrosion.
B167 | Connection (live line clamp) missing - not installed where reqd.
B168 | Connection (live line clamp) overheated - loose fitting.
B018 | Connection (parallel groove) overheated / damaged - corrosion / deterioration.
B017 | Connection (parallel groove) overheated / damaged - loose connection.
B020 | Connection (terminal palm) overheated / damaged - corrosion / deterioration.
B019 | Connection (terminal palm) overheated / damaged - loose connection.
C437 | Connection (U bolt) overheated - loose connection.
C439 | Connection (U bolt) overheated / damaged - corrosion / deterioration.
C438 | Connection (U bolt) overheated / damaged - loose connection.
B012 | Connection palm (Al to Al) overheated / damaged - corrosion / deterioration.
B011 | Connection palm (Al to Al) overheated / damaged - loose connection.
B014 | Connection palm (Al to Cu) overheated / damaged - corrosion / deterioration.
B013 | Connection palm (Al to Cu) overheated / damaged - loose connection.
B010 | Connection palm (Cu to Cu) overheated / damaged - corrosion / deterioration.
B009 | Connection palm (Cu to Cu) overheated / damaged - loose connection.
C911 | Crossarm (fibreglass) broken / damaged - cracking / splitting.
C917 | Crossarm (fibreglass) broken / damaged - fibreglass degradation.
C918 | Crossarm (fibreglass) broken / damaged - fire damage (asset related).
C915 | Crossarm (fibreglass) broken / damaged - fittings corroded / broken.
C909 | Crossarm (fibreglass) broken / damaged - lightning.
C910 | Crossarm (fibreglass) broken / damaged - mechanical overload.
C916 | Crossarm (fibreglass) broken / damaged - secondary failure.
C912 | Crossarm (fibreglass) broken / damaged - vegetation fallen from outside corridor.
C913 | Crossarm (fibreglass) broken / damaged - vegetation fallen from within corridor.
C914 | Crossarm (fibreglass) broken / damaged - wind / storm debris (non veg).
C920 | Crossarm (fibreglass) insufficient phase clearance - incorrect size installed.
C921 | Crossarm (fibreglass) insufficient strength / size - incorrect size installed.
C908 | Crossarm (fibreglass) loose/twisted - hardware/king bolt loose.
C928 | Crossarm (steel) broken / damaged - corrosion.
C927 | Crossarm (steel) broken / damaged - fittings corroded / broken.
C923 | Crossarm (steel) broken / damaged - mechanical overload.
C929 | Crossarm (steel) broken / damaged - secondary failure.
C924 | Crossarm (steel) broken / damaged - vegetation fallen from outside corridor.
C925 | Crossarm (steel) broken / damaged - vegetation fallen from within corridor.
C926 | Crossarm (steel) broken / damaged - wind / storm debris (non veg).
C931 | Crossarm (steel) insufficient phase clearance - incorrect size installed.
C932 | Crossarm (steel) insufficient strength / size - incorrect size installed.
C922 | Crossarm (steel) loose/twisted - hardware/king bolt loose.
C937 | Crossarm (timber laminated) broken / damaged - cracking / splitting.
C943 | Crossarm (timber laminated) broken / damaged - fire damage (asset related).
C944 | Crossarm (timber laminated) broken / damaged - fungal decay (other type).
C945 | Crossarm (timber laminated) broken / damaged - fungal decay (white rot).
C936 | Crossarm (timber laminated) broken / damaged - lightning.
C942 | Crossarm (timber laminated) broken / damaged - secondary failure.
C938 | Crossarm (timber laminated) broken / damaged - termites.
C939 | Crossarm (timber laminated) broken / damaged - vegetation fallen from outside corridor.
C940 | Crossarm (timber laminated) broken / damaged - vegetation fallen from within corridor.
C941 | Crossarm (timber laminated) broken / damaged - wind / storm debris (non veg).
C947 | Crossarm (timber laminated) insufficient phase clearance - incorrect size installed.
C948 | Crossarm (timber laminated) insufficient strength / size - incorrect size installed.
C934 | Crossarm (timber laminated) broken / damaged - fittings corroded / broken.
C935 | Crossarm (timber laminated) loose/twisted - hardware/king bolt loose.
C933 | Crossarm (timber laminated) broken / damaged - mechanical overload.
C969 | Crossarm (timber PEC) broken / damaged - cracking / splitting.
C975 | Crossarm (timber PEC) broken / damaged - fire damage (asset related).
C976 | Crossarm (timber PEC) broken / damaged - fungal decay (other type).
C977 | Crossarm (timber PEC) broken / damaged - fungal decay (white rot).
C968 | Crossarm (timber PEC) broken / damaged - lightning.
C974 | Crossarm (timber PEC) broken / damaged - secondary failure.
C970 | Crossarm (timber PEC) broken / damaged - termites.
C971 | Crossarm (timber PEC) broken / damaged - vegetation fallen from outside corridor.
C972 | Crossarm (timber PEC) broken / damaged - vegetation fallen from within corridor.
C973 | Crossarm (timber PEC) broken / damaged - wind / storm debris (non veg).
C979 | Crossarm (timber PEC) insufficient phase clearance - incorrect size installed.
C980 | Crossarm (timber PEC) insufficient strength / size - incorrect size installed.
C966 | Crossarm (timber PEC) broken / damaged - fittings corroded / broken.
C967 | Crossarm (timber PEC) loose/twisted - hardware/king bolt loose.
C965 | Crossarm (timber PEC) broken / damaged - mechanical overload.
C953 | Crossarm (timber) broken / damaged - cracking / splitting.
C959 | Crossarm (timber) broken / damaged - fire damage (asset related).
C960 | Crossarm (timber) broken / damaged - fungal decay (other type).
C961 | Crossarm (timber) broken / damaged - fungal decay (white rot).
C952 | Crossarm (timber) broken / damaged - lightning.
C958 | Crossarm (timber) broken / damaged - secondary failure.
C954 | Crossarm (timber) broken / damaged - termites.
C955 | Crossarm (timber) broken / damaged - vegetation fallen from outside corridor.
C956 | Crossarm (timber) broken / damaged - vegetation fallen from within corridor.
C957 | Crossarm (timber) broken / damaged - wind / storm debris (non veg).
C963 | Crossarm (timber) insufficient phase clearance - incorrect size installed.
C964 | Crossarm (timber) insufficient strength / size - incorrect size installed.
C950 | Crossarm (timber) broken / damaged - fittings corroded / broken.
C951 | Crossarm (timber) loose/twisted - hardware/king bolt loose.
C949 | Crossarm (timber) broken / damaged - mechanical overload.
B303 | Crossarm further inspection required - damaged / deteriorated.
B302 | Crossarm further inspection required - king bolt not visible.
B300 | Crossarm installation reqd - new connection.
B301 | Crossarm installation reqd - security of supply.
B588 | Crossarm insufficient strength / size - conductor retension.
B306 | Crossarm insufficient strength / size - reconductoring (fault level constraint).
B304 | Crossarm insufficient strength / size - reconductoring (thermal constraint).
B305 | Crossarm insufficient strength / size - reconductoring (voltage constraint).
B298 | Crossarm replacement candidate - laminated type.
B299 | Crossarm replacement candidate - PEC type.
B312 | Cubicle broken / damaged - corrosion / deterioration.
B315 | Cubicle broken / damaged - fibreglass degradation.
B316 | Cubicle broken / damaged - fire damage (asset related).
B311 | Cubicle broken / damaged - third party impact.
B313 | Cubicle broken / damaged - vandalism.
B314 | Cubicle broken / damaged - vehicle impact.
B319 | Cubicle degraded appearance - graffiti.
B318 | Cubicle degraded appearance - paint deterioration.
B325 | Cubicle door broken / damaged - corrosion of panels/frame.
B326 | Cubicle door broken / damaged - corrosion of rivets.
B327 | Cubicle door broken / damaged - fibreglass degradation.
B324 | Cubicle door broken / damaged - third party impact.
B330 | Cubicle door degraded appearance - graffiti.
B329 | Cubicle door misaligned - ground movement.
B328 | Cubicle door misaligned - obstruction / maloperation.
B320 | Cubicle hold down bolts loose - plinth damaged.
B310 | Cubicle leaking - deteriorated roof.
B317 | Cubicle vermin infestation - vermin barriers damaged or not installed.
B338 | Earth Fault Indicator damaged / inoperable - CT damaged.
B339 | Earth Fault Indicator damaged / inoperable - housing damaged.
B335 | Earth Fault Indicator damaged / inoperable - loose mounting.
B334 | Earth Fault Indicator damaged / inoperable - non compliant installation.
B336 | Earth Fault Indicator damaged / inoperable - relay malfunction.
B337 | Earth Fault Indicator damaged / inoperable - wiring damaged.
B290 | Earth mat broken / damaged - corrosion / deterioration.
C719 | Earth redundant - no longer reqd.
B357 | Earth riser bracket broken / damaged - corrosion.
B356 | Earth riser bracket broken / damaged - mechanical overload.
B358 | Earth striker pin misaligned - loose.
B360 | Earth system (HV cable compartment) high resistance - corrosion.
B359 | Earth system (HV cable compartment) high resistance - loose connection.
B362 | Earth system (HV cable entry) high resistance - corrosion.
B361 | Earth system (HV cable entry) high resistance - loose connection.
B364 | Earth wire downlead / fittings loose - fittings corroded / broken.
B363 | Earth wire downlead / fittings damaged - third party impact.
B365 | Earth wire downlead / fittings damaged - vandalism.
B367 | Earth wire downlead / fittings broken / damaged - deterioration.
B366 | Earth wire downlead / fittings broken / damaged - third party impact.
B368 | Earth wire downlead / fittings missing - vandalism.
B370 | Earthing / neutral bar defective - corrosion.
B369 | Earthing / neutral bar defective - loose connection.
B372 | Earthing equipotential bond damaged / missing - deterioration.
B371 | Earthing equipotential bond damaged / missing - third party impact.
B373 | Earthing equipotential bond damaged / missing - vandalism.
B377 | Earthing installation high resistance - corrosion.
B374 | Earthing installation high resistance - defective connection.
B378 | Earthing installation high resistance - further investigation reqd.
B379 | Earthing installation high resistance - high earth loop resistance.
B376 | Earthing installation high resistance - missing connection.
B375 | Earthing installation high resistance - missing earthing conductors.
B387 | Easement encroachment - building / structure.
B386 | Easement encroachment - pool.
B479 | Epoxy moulding broken / damaged - insulation degradation.
B484 | Epoxy moulding insulation degradation - flashover / fault current.
B480 | Epoxy moulding tracking - damaged shroud.
B481 | Epoxy moulding tracking - missing switch unit dust covers.
B482 | Epoxy moulding tracking - surface contamination.
B483 | Epoxy moulding tracking - vermin / insects.
B486 | Feeder fault indicator fails to indicate - faulty indicator.
B485 | Feeder fault indicator fails to indicate - incorrect CT installation.
B488 | Feeder voltage indicator incorrect reading - corrosion of test point connections.
B489 | Feeder voltage indicator incorrect reading - faulty indicator.
B487 | Feeder voltage indicator incorrect reading - non compliant installation.
B494 | Fence broken / damaged - deterioration.
B495 | Fence broken / damaged - vandalism / impact.
B496 | Fence broken / damaged - vegetation.
B287 | Fence earth grid connection broken / damaged - deterioration.
B288 | Fence earth grid connection missing - not installed where reqd.
B285 | Fence equipotential bond broken / damaged - deterioration.
B286 | Fence equipotential bond missing - not installed where reqd.
B294 | Fire suppression system inoperable - component failure.
B497 | Flying angle bracket (clearance hanger) broken / damaged - corrosion.
B498 | Fuse interlock nylon cam damaged - deterioration.
B341 | Fuse redundant - no longer reqd.
B500 | Fuse status indicator fails to indicate - faulty indicator.
B499 | Fuse status indicator fails to indicate - incorrect fuse installation.
B501 | Gate broken / damaged - deterioration.
B502 | Gate broken / damaged - vandalism.
B505 | Gate damaged - bushfire.
B503 | Gate missing - not installed where reqd.
B504 | Gate missing - vandalism.
B507 | Ground anchor broken / damaged - corrosion of galvanised steel rod.
B506 | Ground anchor broken / damaged - deterioration of bed log.
B508 | Ground anchor moves in ground - foundation failure (erosion/subsidance).
B509 | Ground anchor pulls out of ground - non compliant installation.
B602 | Ground anchor replacement reqd - programmed replacement.
B512 | Ground anchor upgrade reqd - fault level constraint.
B510 | Ground anchor upgrade reqd - thermal constraint.
B511 | Ground anchor upgrade reqd - voltage constraint.
B518 | HV fuse / link base broken / damaged - corrosion.
B517 | HV fuse / link base broken / damaged - deterioration.
B516 | HV fuse / link base loose mounting - timber degradation / loose hardware.
B515 | HV fuse / link base loose mounting - timber degradation.
B249 | HV fuse / link installation reqd - new connection.
B250 | HV fuse / link installation reqd - security of supply.
B523 | HV fuse / link insulators broken / damaged - corrosion of bolts / mounting hardware.
B524 | HV fuse / link insulators broken / damaged - excessive force required to operate.
B521 | HV fuse / link insulators broken / damaged - flashover / fault current.
B520 | HV fuse / link insulators broken / damaged - overtightening of mounting bolts.
B519 | HV fuse / link insulators broken / damaged - third party impact.
B522 | HV fuse / link insulators broken / damaged - wildlife.
B526 | HV fuse / link insulators tracking - deterioration.
B525 | HV fuse / link insulators tracking - surface contamination.
B532 | HV fuse / link main contacts high resistance - corrosion.
B533 | HV fuse / link main contacts high resistance - deterioration of contact surface.
B530 | HV fuse / link main contacts high resistance - loss of spring pressure.
B531 | HV fuse / link main contacts high resistance - wrong sized links.
B534 | HV fuse / link main contacts jammed - loss of lube / burnt contacts.
B529 | HV fuse / link main contacts misaligned - timber degradation.
B254 | HV fuse / link relocation reqd - recoverable works.
B213 | HV fuse / link termination overheated - corrosion / deterioration.
B212 | HV fuse / link termination overheated - defective connection.
B594 | HV fuse / link upgrade reqd - programmed replacement.
B253 | HV fuse / link upgrade reqd - fault level constraint.
B251 | HV fuse / link upgrade reqd - thermal constraint.
B252 | HV fuse / link upgrade reqd - voltage constraint.
B536 | HV fuse carrier broken / damaged - deterioration.
B535 | HV fuse carrier broken / damaged - third party impact.
B513 | HV fuse earthing stirrup loose - deterioration.
B514 | HV fuse earthing stirrup missing - not installed where reqd.
C720 | HV fuse insulation level inadequate - installed on steel crossarm.
B537 | HV lightning arrestor broken / damaged - deterioration.
B539 | HV lightning arrestor loss of earth connection - cut away and not repaired.
B538 | HV lightning arrestor loss of earth connection - deterioration.
B540 | HV lightning arrestor ruptured - lightning.
B541 | HV lightning arrestor shorted (externally) - wildlife.
B543 | HV lightning arrestor tracking - deterioration.
B542 | HV lightning arrestor tracking - surface contamination.
B545 | HV link flicker blades broken / damaged - deterioration.
B544 | HV link flicker blades broken / damaged - loose attachment bolts.
B547 | HV transformer CB loss of supply - faulty CB.
B546 | HV transformer CB loss of supply - incorrect relay settings.
B553 | HV transformer fuse assembly cap damaged / broken - deterioration.
B552 | HV transformer fuse assembly cap damaged / broken - mechanical damage.
B555 | HV transformer fuse assembly fails to operate 3 phases concurrently - fuse installed incorrectly.
B554 | HV transformer fuse assembly fails to operate 3 phases concurrently - mechanical interphase link damaged.
B124 | Insulator (disc) broken / damaged - corrosion of bolts / mounting hardware.
B117 | Insulator (disc) broken / damaged - lightning.
B118 | Insulator (disc) broken / damaged - mechanical overload.
B119 | Insulator (disc) broken / damaged - vandalism.
B120 | Insulator (disc) broken / damaged - vegetation fallen from outside corridor.
B121 | Insulator (disc) broken / damaged - vegetation fallen from within corridor.
B122 | Insulator (disc) broken / damaged - wildlife.
B123 | Insulator (disc) broken / damaged - wind / storm debris (non veg).
B126 | Insulator (disc) tracking - deterioration.
B125 | Insulator (disc) tracking - surface contamination.
B164 | Insulator (long rod) broken / damaged - corrosion of bolts / mounting hardware.
B157 | Insulator (long rod) broken / damaged - lightning.
B158 | Insulator (long rod) broken / damaged - mechanical overload.
B159 | Insulator (long rod) broken / damaged - vandalism.
B160 | Insulator (long rod) broken / damaged - vegetation fallen from outside corridor.
B161 | Insulator (long rod) broken / damaged - vegetation fallen from within corridor.
B162 | Insulator (long rod) broken / damaged - wildlife.
B163 | Insulator (long rod) broken / damaged - wind / storm debris (non veg).
B166 | Insulator (long rod) tracking - deterioration.
B165 | Insulator (long rod) tracking - surface contamination.
B134 | Insulator (pin) broken / damaged - corrosion of bolts / mounting hardware.
B127 | Insulator (pin) broken / damaged - lightning.
B128 | Insulator (pin) broken / damaged - mechanical overload.
B129 | Insulator (pin) broken / damaged - vandalism.
B130 | Insulator (pin) broken / damaged - vegetation fallen from outside corridor.
B131 | Insulator (pin) broken / damaged - vegetation fallen from within corridor.
B132 | Insulator (pin) broken / damaged - wildlife.
B133 | Insulator (pin) broken / damaged - wind / storm debris (non veg).
B136 | Insulator (pin) tracking - deterioration.
B135 | Insulator (pin) tracking - surface contamination.
B114 | Insulator (post) broken / damaged - corrosion of bolts / mounting hardware.
B107 | Insulator (post) broken / damaged - lightning.
B108 | Insulator (post) broken / damaged - mechanical overload.
B109 | Insulator (post) broken / damaged - vandalism.
B110 | Insulator (post) broken / damaged - vegetation fallen from outside corridor.
B111 | Insulator (post) broken / damaged - vegetation fallen from within corridor.
B112 | Insulator (post) broken / damaged - wildlife.
B113 | Insulator (post) broken / damaged - wind / storm debris (non veg).
B116 | Insulator (post) tracking - deterioration.
B115 | Insulator (post) tracking - surface contamination.
B144 | Insulator (shackle) broken / damaged - corrosion of bolts / mounting hardware.
B137 | Insulator (shackle) broken / damaged - lightning.
B138 | Insulator (shackle) broken / damaged - mechanical overload.
B139 | Insulator (shackle) broken / damaged - vandalism.
B140 | Insulator (shackle) broken / damaged - vegetation fallen from outside corridor.
B141 | Insulator (shackle) broken / damaged - vegetation fallen from within corridor.
B142 | Insulator (shackle) broken / damaged - wildlife.
B143 | Insulator (shackle) broken / damaged - wind / storm debris (non veg).
B146 | Insulator (shackle) tracking - deterioration.
B145 | Insulator (shackle) tracking - surface contamination.
B154 | Insulator (stand-off) broken / damaged - corrosion of bolts / mounting hardware.
B147 | Insulator (stand-off) broken / damaged - lightning.
B148 | Insulator (stand-off) broken / damaged - mechanical overload.
B149 | Insulator (stand-off) broken / damaged - vandalism.
B150 | Insulator (stand-off) broken / damaged - vegetation fallen from outside corridor.
B151 | Insulator (stand-off) broken / damaged - vegetation fallen from within corridor.
B152 | Insulator (stand-off) broken / damaged - wildlife.
B153 | Insulator (stand-off) broken / damaged - wind / storm debris (non veg).
B156 | Insulator (stand-off) tracking - deterioration.
B155 | Insulator (stand-off) tracking - surface contamination.
B596 | Insulator inadequate rating - salt environment.
B342 | Insulator tracking - surface contamination.
C005 | Line fault indicator inoperable - damaged / deteriorated.
C006 | Link assembly access to live equipment - missing dust covers.
C008 | Link cap broken / damaged - deterioration.
C007 | Link cap broken / damaged - mechanical damage.
C009 | Link cap not locked in - defective spring.
C011 | Link contacts broken / damaged - corrosion.
C010 | Link contacts broken / damaged - overheated.
C012 | Stay barrier deteriorated - livestock / normal use.
B566 | Load break switch battery does not hold charge - end of life.
B243 | Load break switch broken / damaged - corrosion.
B241 | Load break switch broken / damaged - deteriorated seal.
B242 | Load break switch broken / damaged - third party impact.
B574 | Load break switch bushing broken / damaged - lightning.
B575 | Load break switch bushing broken / damaged - mechanical overload.
B581 | Load break switch bushing broken / damaged - secondary failure.
B576 | Load break switch bushing broken / damaged - vandalism.
B577 | Load break switch bushing broken / damaged - vegetation fallen from outside corridor.
B578 | Load break switch bushing broken / damaged - vegetation fallen from within corridor.
B579 | Load break switch bushing broken / damaged - wildlife.
B580 | Load break switch bushing broken / damaged - wind / storm debris (non veg).
B582 | Load break switch bushing shorted (externally) - wildlife.
B584 | Load break switch bushing tracking - deterioration.
B583 | Load break switch bushing tracking - surface contamination.
B569 | Load break switch comms aerial damaged / broken - rust / vermin.
B567 | Load break switch comms modem inoperable - electronics failure.
B568 | Load break switch comms wiring open circuit - impact / deterioration.
B572 | Load break switch control cabinet broken / damaged - corrosion.
B570 | Load break switch control cabinet broken / damaged - locking mech failure.
B573 | Load break switch control cabinet broken / damaged - moisture or dust ingress.
B571 | Load break switch control cabinet broken / damaged - vermin ingress.
C656 | Load break switch fails to operate - closing circuit failure.
C655 | Load break switch fails to operate - opening circuit failure.
C648 | Load break switch installation reqd - new connection.
C649 | Load break switch installation reqd - programmed replacement.
C650 | Load break switch installation reqd - security of supply.
C647 | Load break switch low gas pressure - damaged or leaking seal.
C657 | Load break switch main contacts damaged / worn - arcing.
B586 | Load break switch mounting broken / damaged - corrosion.
B585 | Load break switch mounting loose attachment to pole - wood shrinkage / loose king bolt.
B244 | Load break switch oil leaking - deteriorated seal or valve.
B245 | Load break switch operating mechanism broken / damaged - third party impact.
B247 | Load break switch operating mechanism drive rod deteriorated - insulation degradation.
B246 | Load break switch operating mechanism misaligned - out of adjustment.
C654 | Load break switch relocation reqd - recoverable works.
B248 | Load break switch trip mechanism slow operation - wear.
CC01 | Load break switch umbilical lead open circuit - faulty connection.
B598 | Load break switch upgrade reqd - programmed replacement.
C653 | Load break switch upgrade reqd - fault level constraint.
C651 | Load break switch upgrade reqd - thermal constraint.
C652 | Load break switch upgrade reqd - voltage constraint.
CC02 | Load break switch vacuum interrupter fails to extinguish arc - end of interrupter life.
C003 | Load break switch VT broken / damaged - flashover / fault current.
C004 | Load break switch VT shorted turns - insulation degradation.
C019 | Lock damaged / inoperable - corrosion.
C016 | Lock damaged / inoperable - locked / lock changed.
C017 | Lock damaged / inoperable - loss of lubrication.
C018 | Lock damaged / inoperable - vandalism.
C054 | LV bond broken / damaged - fatigue.
C055 | LV bond overheated - conductor undersized.
C056 | LV bond overheated - corrosion.
C026 | LV fuse / link broken / damaged - corrosion of bolts / mounting hardware.
B176 | LV fuse / link broken / damaged - corrosion.
B174 | LV fuse / link broken / damaged - defective wedge.
C024 | LV fuse / link broken / damaged - deterioration.
C027 | LV fuse / link broken / damaged - excessive force required to operate.
C023 | LV fuse / link broken / damaged - flashover / fault current.
B175 | LV fuse / link broken / damaged - flashover / fault current.
B177 | LV fuse / link broken / damaged - fuse covers missing.
B173 | LV fuse / link broken / damaged - loose fitting.
C022 | LV fuse / link broken / damaged - overtightening of mounting bolts.
C021 | LV fuse / link broken / damaged - third party impact.
C025 | LV fuse / link broken / damaged - vermin / wildlife.
B172 | LV fuse / link conductor terminations overheated - corrosion / deterioration.
B171 | LV fuse / link conductor terminations overheated - defective connection.
C035 | LV fuse / link installation reqd - new connection.
C036 | LV fuse / link installation reqd - security of supply.
C020 | LV fuse / link loose mounting - timber degradation.
C028 | LV fuse / link main contacts misaligned - timber degradation.
B178 | LV fuse / link misaligned - incorrect fuse DIN size.
C029 | LV fuse / link misalignment - loose contacts.
C031 | LV fuse / link overheated contacts - corrosion.
C030 | LV fuse / link overheated contacts - overload.
B340 | LV fuse / link relocation reqd - recoverable works.
C032 | LV fuse / link tracking - surface contamination.
C033 | LV fuse / link unable to close - distortion from weight of unsupported conductor.
B179 | LV fuse / link unable to remove - siezed or welded.
B595 | LV fuse / link upgrade reqd - programmed replacement.
C039 | LV fuse / link upgrade reqd - fault level constraint.
C037 | LV fuse / link upgrade reqd - thermal constraint.
C038 | LV fuse / link upgrade reqd - voltage constraint.
C034 | LV fuse / link welded closed - corrosion / deterioration.
C992 | LV service clamp (mains) broken / damaged - corrosion.
C993 | LV service clamp (mains) broken / damaged - faulty clamp.
C989 | LV service clamp (mains) broken / damaged - insulation degradation.
C990 | LV service clamp (mains) broken / damaged - third party impact.
C991 | LV service clamp (mains) broken / damaged - wind / storm debris (non veg).
C997 | LV service clamp (POA) broken / damaged - corrosion.
C998 | LV service clamp (POA) broken / damaged - faulty clamp.
C994 | LV service clamp (POA) broken / damaged - insulation degradation.
C995 | LV service clamp (POA) broken / damaged - third party impact.
C996 | LV service clamp (POA) broken / damaged - wind / storm debris (non veg).
C075 | LV service connection (mains) broken / damaged - insulation degradation.
C076 | LV service connection (mains) broken / damaged - third party impact.
C077 | LV service connection (mains) broken / damaged - wind / storm debris (non veg).
C079 | LV service connection (mains) overheated - corrosion.
C080 | LV service connection (mains) overheated - faulty connection.
C078 | LV service connection (mains) overheated - non compliant installation.
C099 | LV service connection (POA) broken / damaged - insulation degradation.
C100 | LV service connection (POA) broken / damaged - third party impact.
C101 | LV service connection (POA) broken / damaged - wind / storm debris (non veg).
C103 | LV service connection (POA) overheated - corrosion.
C104 | LV service connection (POA) overheated - faulty connection.
C102 | LV service connection (POA) overheated - non compliant installation.
C105 | LV service connection (POA) uninsulated - insulation deteriorated / not installed.
C106 | LV service fuse (barge board) broken / damaged - insulation degradation.
C107 | LV service fuse (barge board) broken / damaged - third party impact.
C108 | LV service fuse (barge board) broken / damaged - wind / storm debris (non veg).
C109 | LV service fuse (barge board) overheated - overload / corrosion.
C110 | LV service fuse (pole mounted) broken / damaged - insulation degradation.
C111 | LV service fuse (pole mounted) broken / damaged - third party impact.
C112 | LV service fuse (pole mounted) broken / damaged - wind / storm debris (non veg).
C113 | LV service fuse (pole mounted) overheated - overload / corrosion.
C040 | LV spreader installation candidate - risk reduction.
C042 | LV switchgear panel broken / damaged - deterioration.
C041 | LV switchgear panel broken / damaged - mechanical damage.
C043 | LV switchgear panel tracking - surface contamination.
C048 | Max Demand Indicator damaged / inoperable - housing damaged.
C045 | Max Demand Indicator damaged / inoperable - loose mounting.
C044 | Max Demand Indicator damaged / inoperable - non compliant installation.
C046 | Max Demand Indicator damaged / inoperable - relay malfunction.
C047 | Max Demand Indicator damaged / inoperable - wiring damaged.
C049 | Max Demand Indicator K tag (reading multiplier) missing / illegible - deterioration.
C721 | Meter box broken / damaged - corrosion / deterioration.
C722 | Meter box broken / damaged - vandalism.
C724 | Meter box conduit / cabling broken / damaged - corrosion / deterioration.
C723 | Meter box conduit / cabling broken / damaged - third party impact.
C053 | Mimic diagram illegible - deterioration.
C052 | Mimic diagram misaligned - out of calibration.
C982 | Network Asset obstructed - vegetation.
C983 | Network Asset insufficient clearance - vegetation near bare LV.
C987 | Network Asset insufficient clearance - vegetation near covered LV.
C984 | Network Asset insufficient clearance - vegetation near HV.
C985 | Network Asset insufficient clearance - vegetation touching bare LV.
C988 | Network Asset insufficient clearance - vegetation touching covered LV.
C986 | Network Asset insufficient clearance - vegetation touching HV.
B223 | Non conductive fibre cable broken / damaged - abrasion.
B224 | Non conductive fibre cable broken / damaged - bushfire.
B219 | Non conductive fibre cable broken / damaged - third party impact.
B220 | Non conductive fibre cable broken / damaged - vandalism.
B221 | Non conductive fibre cable broken / damaged - vehicle impact.
B222 | Non conductive fibre cable broken / damaged - wind / storm debris (non veg).
B227 | Non conductive fibre cable insufficient clearance - new or changed vehicle access.
B225 | Non conductive fibre cable insufficient clearance - non compliant installation.
B226 | Non conductive fibre cable insufficient clearance - vehicle impact.
C001 | Non conductive fibre cable investigation required - add note.
C002 | Non conductive fibre cable investigation required - unknown owner.
B237 | Non conductive fibre cable support deteriorated - corrosion of bolts / mounting hardware.
B238 | Non conductive fibre cable support deteriorated - timber degradation / loose hardware.
B240 | Non conductive fibre enclosure broken / damaged - moisture ingress.
C981 | Non network asset obstructed - vegetation.
B289 | Operating handle equipotential bond broken / damaged - deterioration.
B236 | OPGW fibre splice reqd - conductor termination.
C125 | Pillar base broken / damaged - deterioration.
C124 | Pillar base broken / damaged - subsidence.
C123 | Pillar base broken / damaged - third party impact.
C126 | Pillar base broken / damaged - vandalism.
C127 | Pillar base not secure - altered ground level.
C128 | Pillar base not secure - bolts damaged or missing.
C133 | Pillar busbar broken / damaged - corrosion.
C134 | Pillar busbar broken / damaged - high resistance / overheated.
C131 | Pillar busbar broken / damaged - non compliant installation.
C132 | Pillar busbar broken / damaged - seized / stripped bolt.
C129 | Pillar busbar loose connection - non compliant installation.
C130 | Pillar busbar loose connection - thermal cycling.
C139 | Pillar cover damaged / missing - deterioration.
C138 | Pillar cover damaged / missing - third party impact.
C140 | Pillar cover damaged / missing - vandalism.
C135 | Pillar cover not secure - bolts damaged or missing.
C137 | Pillar cover obstructed - altered ground level.
C136 | Pillar cover obstructed - vegetation.
C156 | Pillar electrical connection insufficient clearance - third party impact.
C157 | Pillar electrical connection insufficient clearance - vermin.
C161 | Pillar internal frame broken / damaged - corrosion.
C159 | Pillar internal frame broken / damaged - deterioration of separator .
C158 | Pillar internal frame broken / damaged - third party impact.
C160 | Pillar internal frame broken / damaged - vandalism.
C163 | Pillar internal frame loose/weakened - corrosion of bolts / mounting hardware.
C162 | Pillar internal frame loose/weakened - movement from operation.
C166 | Pillar lock / securing bolts damaged / missing - corrosion.
C164 | Pillar lock / securing bolts damaged / missing - third party impact.
C165 | Pillar lock / securing bolts damaged / missing - vandalism.
C168 | Pillar phase identification missing / illegible - deterioration.
C167 | Pillar phase identification missing / illegible - not installed.
B075 | Pillar redundant - no longer reqd.
C173 | Pillar termination block broken / damaged - corrosion.
C171 | Pillar termination block broken / damaged - non compliant installation.
C172 | Pillar termination block broken / damaged - overheated.
C174 | Pillar termination block cannot remove cover - damaged cover.
C169 | Pillar termination block loose connection - non compliant installation.
C170 | Pillar termination block loose connection - thermal cycling.
C190 | Pit air lock cover (bell) broken / damaged - third party impact.
C191 | Pit air lock cover (bell) retaining bar missing / not securely fitted - non compliant installation.
C193 | Pit body (concrete) broken / damaged - deterioration.
C192 | Pit body (concrete) broken / damaged - third party impact.
C195 | Pit body (fibrous cement) broken / damaged - deterioration.
C194 | Pit body (fibrous cement) broken / damaged - third party impact.
C197 | Pit body (masonry) broken / damaged - deterioration.
C196 | Pit body (masonry) broken / damaged - third party impact.
C211 | Pit body (polycrete) broken / damaged - deterioration.
C210 | Pit body (polycrete) broken / damaged - third party impact.
C213 | Pit body (polymer) broken / damaged - deterioration.
C212 | Pit body (polymer) broken / damaged - third party impact.
C185 | Pit contaminated - damaged asbestos.
C186 | Pit contaminated - gas and other pollutant ingress.
C216 | Pit electrical connection deteriorated - water ingress.
C217 | Pit electrical connection high resistance - non compliant installation.
C214 | Pit electrical connection open circuit - mechanical damage.
C215 | Pit electrical connection reverse polarity - non compliant installation.
C188 | Pit incorrect level - ground level changes.
C187 | Pit incorrect level - non compliant installation.
C189 | Pit incorrectly located - installed on private property or outside easement.
C219 | Pit internal ladder deteriorated - corrosion.
C218 | Pit internal ladder missing - not installed.
C226 | Pit lid (concrete) broken / damaged - deterioration.
C225 | Pit lid (concrete) broken / damaged - third party impact.
C228 | Pit lid (fibrous cement) broken / damaged - deterioration.
C227 | Pit lid (fibrous cement) broken / damaged - third party impact.
C230 | Pit lid (metallic) broken / damaged - deterioration.
C229 | Pit lid (metallic) broken / damaged - third party impact.
C232 | Pit lid (plastic) broken / damaged - deterioration.
C231 | Pit lid (plastic) broken / damaged - third party impact.
C234 | Pit lid (polycrete) broken / damaged - deterioration.
C233 | Pit lid (polycrete) broken / damaged - third party impact.
C240 | Pit lid liner deteriorated - deterioration.
C239 | Pit lid liner missing - not installed.
C220 | Pit lid missing - unknown.
C222 | Pit lid securing bolts damaged / missing - corrosion of bolts / mounting hardware.
C221 | Pit lid securing bolts damaged / missing - vandalism.
C241 | Pit lid support bar misaligned - non compliant installation.
C242 | Pit lid support bar missing - not installed.
C224 | Pit lid unable to open - build up of debris in frame.
C223 | Pit lid unable to open - lifting eye damaged.
C177 | Pit obstruction (external) - foreign objects.
C175 | Pit obstruction (external) - unauthorised construction.
C176 | Pit obstruction (external) - vegetation.
C183 | Pit obstruction (internal) - foreign objects.
C178 | Pit obstruction (internal) - soil ingress.
C179 | Pit obstruction (internal) - unauthorised installation by 3rd party service.
C180 | Pit obstruction (internal) - vegetation.
C181 | Pit obstruction (internal) - vermin.
C182 | Pit obstruction (internal) - water ingress.
C184 | Pit redundant - no longer reqd.
C265 | Pole (concrete) broken / damaged - aircraft impact.
C266 | Pole (concrete) deteriorated - concrete spalling.
C267 | Pole (concrete) deteriorated - corrosion of reinforcement.
C260 | Pole (concrete) deteriorated - cracking / splitting.
C268 | Pole (concrete) broken / damaged - extreme wind >140km/h.
C259 | Pole (concrete) broken / damaged - mechanical overload.
C261 | Pole (concrete) broken / damaged - support failure (stay / bollard).
C262 | Pole (concrete) broken / damaged - vegetation fallen from outside corridor.
C263 | Pole (concrete) broken / damaged - vegetation fallen from within corridor.
C264 | Pole (concrete) broken / damaged - vehicle impact.
C271 | Pole (concrete) degraded appearance - vandalism.
C272 | Pole (concrete) relocation reqd - conductor or pole encroaching property boundary.
C275 | Pole (concrete) insufficient strength / size - reconductoring (fault level constraint).
C273 | Pole (concrete) insufficient strength / size - reconductoring (thermal constraint).
C274 | Pole (concrete) insufficient strength / size - reconductoring (voltage constraint).
C255 | Pole (concrete) leaning - mechanical overload.
C256 | Pole (concrete) leaning - pole footing failure.
C257 | Pole (concrete) leaning - support failure (stay / bollard).
C258 | Pole (concrete) leaning - vehicle impact.
C269 | Pole (concrete) reduced strength - concrete spalling.
C270 | Pole (concrete) relocation reqd - recoverable works.
C285 | Pole (steel reticulation) broken / damaged - aircraft impact.
C286 | Pole (steel reticulation) broken / damaged - extreme wind >140km/h.
C280 | Pole (steel reticulation) broken / damaged - mechanical overload.
C281 | Pole (steel reticulation) broken / damaged - support failure (stay / bollard).
C282 | Pole (steel reticulation) broken / damaged - vegetation fallen from outside corridor.
C283 | Pole (steel reticulation) broken / damaged - vegetation fallen from within corridor.
C284 | Pole (steel reticulation) broken / damaged - vehicle impact.
C293 | Pole (steel reticulation) degraded appearance - vandalism.
C294 | Pole (steel reticulation) relocation reqd - conductor or pole encroaching property boundary.
C297 | Pole (steel reticulation) insufficient strength / size - reconductoring (fault level constraint).
C295 | Pole (steel reticulation) insufficient strength / size - reconductoring (thermal constraint).
C296 | Pole (steel reticulation) insufficient strength / size - reconductoring (voltage constraint).
C276 | Pole (steel reticulation) leaning - mechanical overload.
C277 | Pole (steel reticulation) leaning - pole footing failure.
C278 | Pole (steel reticulation) leaning - support failure (stay / bollard).
C279 | Pole (steel reticulation) leaning - vehicle impact.
C288 | Pole (steel reticulation) deteriorated - corrosion.
C287 | Pole (steel reticulation) reduced strength - rag bolts / nuts corroded.
C290 | Pole (steel reticulation) reduced strength or failure - corrosion.
C291 | Pole (steel reticulation) broken / damaged - fire damage (bushfire / burning off).
C289 | Pole (steel reticulation) deteriorated - rag bolts / nuts corroded.
C292 | Pole (steel reticulation) relocation reqd - recoverable works.
C312 | Pole (timber) broken / damaged - aircraft impact.
C304 | Pole (timber) broken / damaged - cracking / splitting.
C313 | Pole (timber) broken / damaged - extreme wind >140km/h.
C314 | Pole (timber) broken / damaged - fire damage (asset related).
C315 | Pole (timber) broken / damaged - fire damage (bushfire / burning off).
C316 | Pole (timber) deteriorated below grd (> 0.4m) - fungal decay (brown rot).
C317 | Pole (timber) deteriorated below grd (> 0.4m) - fungal decay (external soft rot).
C318 | Pole (timber) deteriorated below grd (> 0.4m) - fungal decay (other type).
C319 | Pole (timber) deteriorated below grd (> 0.4m) - fungal decay (white rot).
C302 | Pole (timber) broken / damaged - lightning.
C303 | Pole (timber) broken / damaged - mechanical overload.
C305 | Pole (timber) broken / damaged - support failure (stay / bollard).
C306 | Pole (timber) deteriorated below grd (> 0.4m) - termites (coptotermes).
C307 | Pole (timber) deteriorated below grd (> 0.4m) - termites (nasutitermes).
C308 | Pole (timber) deteriorated below grd (> 0.4m) - termites (other type).
C309 | Pole (timber) broken / damaged - vegetation fallen from outside corridor.
C310 | Pole (timber) broken / damaged - vegetation fallen from within corridor.
C311 | Pole (timber) broken / damaged - vehicle impact.
C320 | Pole (timber) buried / exposed - ground level changes / erosion.
C335 | Pole (timber) desapping required - dangerously hanging sapwood.
C336 | Pole (timber) degraded appearance - vandalism.
C337 | Pole (timber) relocation reqd - conductor or pole encroaching property boundary.
C340 | Pole (timber) insufficient strength / size - reconductoring (fault level constraint).
C338 | Pole (timber) insufficient strength / size - reconductoring (thermal constraint).
C339 | Pole (timber) insufficient strength / size - reconductoring (voltage constraint).
C298 | Pole (timber) leaning - mechanical overload.
C299 | Pole (timber) leaning - pole footing failure.
C300 | Pole (timber) leaning - support failure (stay / bollard).
C301 | Pole (timber) leaning - vehicle impact.
C334 | Pole (timber) preventative treatment - fungal decay (other type).
C321 | Pole (timber) reduced strength - cracking / splitting.
C325 | Pole (timber) reduced strength - fire damage (asset related).
C326 | Pole (timber) reduced strength - fire damage (bushfire / burning off).
C327 | Pole (timber) reduced strength - fungal decay (brown rot).
C328 | Pole (timber) reduced strength - fungal decay (external soft rot).
C329 | Pole (timber) reduced strength - fungal decay (other type).
C330 | Pole (timber) reduced strength - fungal decay (white rot).
C322 | Pole (timber) reduced strength - termites (coptotermes).
C323 | Pole (timber) reduced strength - termites (nasutitermes).
C324 | Pole (timber) reduced strength - termites (other type).
C331 | Pole relocation reqd - recoverable works.
C332 | Pole (timber) split - timber degradation.
C333 | Pole (timber) temporary support reqd - significantly reduced pole strength.
B333 | Pole fauna guard installation reqd - wildlife accessing poletop.
C342 | Pole band (two piece) reduced strength - corrosion.
C341 | Pole band (two piece) reduced strength - mechanical overload.
B033 | Pole cap missing - failure of attachment.
C343 | Pole earth wire batten broken / damaged - deterioration.
C344 | Pole earth wire batten broken / damaged - vandalism / impact.
C345 | Pole earth wire batten missing - not installed where reqd.
C252 | Pole failed - autopsy reqd.
C253 | Pole failed - report required to determine cause.
B031 | Pole foundation reduced strength - ground level changes / erosion.
B032 | Pole foundation remove concrete - access reqd for inspection.
B099 | Pole groundline deteriorated - further investigation reqd.
B343 | Pole inspection audit reqd - contract inspector.
B344 | Pole inspection audit reqd - employee inspector.
C250 | Pole installation reqd - new connection.
C251 | Pole installation reqd - security of supply.
C249 | Pole laying on ground - previously removed pole left on site.
C243 | Pole leaning - mechanical overload.
C244 | Pole leaning - pole footing failure.
C245 | Pole leaning - support failure (stay / bollard).
C246 | Pole leaning - vehicle impact.
C247 | Pole redundant - no longer reqd.
C346 | Pole reinforcement broken / damaged - vehicle impact.
C350 | Pole reinforcement reduced strength - corrosion.
C347 | Pole reinforcement reduced strength - incorrect reinforcement.
C348 | Pole reinforcement reduced strength - loose bands.
C349 | Pole reinforcement reduced strength - vehicle impact.
C254 | Pole relocation reqd - conductor encroaches property boundary.
C353 | Pole steps below minimum height - non compliant installation.
C351 | Pole steps broken / damaged - corrosion.
C352 | Pole steps loose / missing - attachment degradation.
B098 | Pole top deteriorated - further investigation reqd.
C248 | Pole unauthorised attachment - unauthorised construction.
B070 | Private asset customer notification - rectification reqd.
B068 | Private conductor broken / damaged - add note.
B069 | Private conductor insufficient clearance - add note.
B101 | Private crossarm broken / damaged - add note.
B106 | Private fuse / CB broken / damaged - add note.
B102 | Private insulator broken / damaged - add note.
B065 | Private pole broken / damaged - add note.
B104 | Private service connection point broken / damaged - add note.
B103 | Private service mains broken / damaged - add note.
B105 | Private switchboard broken / damaged - add note.
C374 | Recloser battery does not hold charge - end of life.
C406 | Recloser broken / damaged - corrosion.
C404 | Recloser broken / damaged - deteriorated seal.
C405 | Recloser broken / damaged - third party impact.
C383 | Recloser bushing broken / damaged - lightning.
C384 | Recloser bushing broken / damaged - mechanical overload.
C390 | Recloser bushing broken / damaged - secondary failure.
C385 | Recloser bushing broken / damaged - vandalism.
C386 | Recloser bushing broken / damaged - vegetation fallen from outside corridor.
C387 | Recloser bushing broken / damaged - vegetation fallen from within corridor.
C388 | Recloser bushing broken / damaged - wildlife.
C389 | Recloser bushing broken / damaged - wind / storm debris (non veg).
C391 | Recloser bushing shorted (externally) - wildlife.
C393 | Recloser bushing tracking - deterioration.
C392 | Recloser bushing tracking - surface contamination.
C377 | Recloser comms aerial damaged / broken - rust / vermin.
C375 | Recloser comms modem inoperable - electronics failure.
C376 | Recloser comms wiring open circuit - impact / deterioration.
C380 | Recloser control cabinet broken / damaged - corrosion.
C378 | Recloser control cabinet broken / damaged - locking mech failure.
C381 | Recloser control cabinet broken / damaged - moisture or dust ingress.
C379 | Recloser control cabinet broken / damaged - vermin ingress.
C373 | Recloser fails to operate - closing circuit failure.
C372 | Recloser fails to operate - opening circuit failure.
C382 | Recloser gas low gas pressure - damaged or leaking seal.
C366 | Recloser installation reqd - new connection.
C367 | Recloser installation reqd - security of supply.
C394 | Recloser main contacts damaged / worn - arcing.
B292 | Recloser mounting broken / damaged - corrosion.
B291 | Recloser mounting loose attachment to pole - wood shrinkage / loose king bolt.
C395 | Recloser oil leaking - deteriorated seal or valve.
C396 | Recloser operating mechanism broken / damaged - third party impact.
C398 | Recloser operating mechanism drive rod deteriorated - insulation degradation.
C397 | Recloser operating mechanism misaligned - out of adjustment.
C371 | Recloser relocation reqd - recoverable works.
C407 | Recloser trip mechanism slow operation - wear.
C408 | Recloser umbilical lead open circuit - faulty connection.
B600 | Recloser upgrade reqd - programmed replacement.
C370 | Recloser upgrade reqd - fault level constraint.
C368 | Recloser upgrade reqd - thermal constraint.
C369 | Recloser upgrade reqd - voltage constraint.
C409 | Recloser vacuum interrupter fails to extinguish arc - end of interrupter life.
C410 | Recloser VT broken / damaged - flashover / fault current.
C411 | Recloser VT shorted turns - insulation degradation.
B351 | Regulator breather silica gel saturated - normal use.
C457 | Regulator broken / damaged - corrosion.
C452 | Regulator broken / damaged - leaking oil.
C453 | Regulator broken / damaged - oil gauge not readable.
C454 | Regulator broken / damaged - vandalism.
C455 | Regulator broken / damaged - vehicle impact.
C456 | Regulator broken / damaged - wind / storm debris (non veg).
C426 | Regulator bushing broken / damaged - flashover.
C423 | Regulator bushing broken / damaged - vandalism.
B608 | Regulator bushing broken / damaged - vegetation fallen from outside corridor.
B609 | Regulator bushing broken / damaged - vegetation fallen from within corridor.
C424 | Regulator bushing broken / damaged - wildlife.
C425 | Regulator bushing broken / damaged - wind / storm debris (non veg).
B610 | Regulator bushing leaking - cable weight / tension on termination.
C422 | Regulator bushing leaking - seal degraded.
C427 | Regulator bushing shorted (externally) - wildlife.
C428 | Regulator bushing shroud - damaged / missing.
C429 | Regulator bushing tracking - surface contamination.
C433 | Regulator control cabinet broken / damaged - corrosion.
C430 | Regulator control cabinet broken / damaged - vandalism.
C431 | Regulator control cabinet broken / damaged - vehicle impact.
C432 | Regulator control cabinet broken / damaged - water ingress.
C434 | Regulator control wiring broken / damaged - insulation degradation.
C435 | Regulator control wiring broken / damaged - loose / corroded connection.
C436 | Regulator control wiring broken / damaged - wildlife.
C446 | Regulator HV droppers / connections broken / damaged - insulation degradation.
C447 | Regulator HV droppers / connections broken / damaged - loose / corroded connection.
C448 | Regulator HV droppers / connections broken / damaged - overheated.
C449 | Regulator HV droppers / connections broken / damaged - wildlife.
C420 | Regulator inoperable - auto voltage regulation defective.
C421 | Regulator inoperable - electronic controller defective.
C417 | Regulator inoperable - internal fault.
C418 | Regulator inoperable - manual tap changer defective.
C419 | Regulator inoperable - unable to confirm neutral tap.
C412 | Regulator installation reqd - new connection.
C413 | Regulator installation reqd - security of supply.
C451 | Regulator mounting deteriorated - corrosion.
C450 | Regulator mounting deteriorated - timber degradation.
B603 | Regulator upgrade reqd - programmed replacement.
C416 | Regulator upgrade reqd - fault level constraint.
C414 | Regulator upgrade reqd - thermal constraint.
C415 | Regulator upgrade reqd - voltage constraint.
C462 | Road / track obstructed - flood / wet conditions.
C458 | Road / track obstructed - illegal dumping or construction.
C459 | Road / track obstructed - landslide / erosion.
C460 | Road / track obstructed - vegetation.
C461 | Road / track obstructed - wind / storm debris (non veg).
C497 | SF6 tank low gas pressure - deteriorated seal.
C498 | SF6 tank low gas pressure - third party impact.
C501 | Shroud / phase covers damaged / missing - deterioration.
C500 | Shroud / phase covers damaged / missing - not installed.
C499 | Shroud / phase covers damaged / missing - third party impact.
C503 | Side walk strut broken / damaged - corrosion.
C502 | Side walk strut broken / damaged - third party impact.
C674 | Sign (aircraft yellow warning disc) broken / damaged - vandalism.
C680 | Sign (aircraft yellow warning disc) illegible - deterioration.
C679 | Sign (aircraft yellow warning disc) illegible - other obstruction.
C676 | Sign (aircraft yellow warning disc) missing - mounting failure.
C675 | Sign (aircraft yellow warning disc) missing - not installed where reqd.
C677 | Sign (aircraft yellow warning disc) no longer reqd - no longer reqd.
C678 | Sign (aircraft yellow warning disc) not compliant - revised standard.
C681 | Sign (asset label) broken / damaged - vandalism.
C688 | Sign (asset label) illegible - deterioration.
C687 | Sign (asset label) illegible - other obstruction.
C683 | Sign (asset label) missing - mounting failure.
C682 | Sign (asset label) missing - not installed where reqd.
C686 | Sign (asset label) new number reqd - no asset number assigned.
C684 | Sign (asset label) no longer reqd - no longer reqd.
C685 | Sign (asset label) not compliant - revised standard.
C689 | Sign (operational ID) broken / damaged - vandalism.
C695 | Sign (operational ID) illegible - deterioration.
C694 | Sign (operational ID) illegible - other obstruction.
C691 | Sign (operational ID) missing - mounting failure.
C690 | Sign (operational ID) missing - not installed where reqd.
C692 | Sign (operational ID) no longer reqd - no longer reqd.
C693 | Sign (operational ID) not compliant - revised standard.
C705 | Sign (nav waters warning) broken / damaged - vandalism.
C711 | Sign (nav waters warning) illegible - deterioration.
C710 | Sign (nav waters warning) illegible - other obstruction.
C707 | Sign (nav waters warning) missing - mounting failure.
C706 | Sign (nav waters warning) missing - not installed where reqd.
C708 | Sign (nav waters warning) no longer reqd - no longer reqd.
C709 | Sign (nav waters warning) not compliant - revised standard.
C712 | Sign (safety/warning) broken / damaged - vandalism.
C718 | Sign (safety/warning) illegible - deterioration.
C717 | Sign (safety/warning) illegible - other obstruction.
C714 | Sign (safety/warning) missing - mounting failure.
C713 | Sign (safety/warning) missing - not installed where reqd.
C715 | Sign (safety/warning) no longer reqd - no longer reqd.
C716 | Sign (safety/warning) not compliant - revised standard.
C505 | Sign illegible - other obstruction.
C504 | Sign loose mounting - damaged / deteriorated.
C582 | Street light circuit cabinet broken / damaged - corrosion.
C579 | Street light circuit cabinet broken / damaged - lock / latch inoperable.
C580 | Street light circuit cabinet broken / damaged - loose mounting.
C581 | Street light circuit cabinet broken / damaged - vandalism / impact.
C584 | Street light circuit contactor broken / damaged - high resistance connection.
C583 | Street light circuit contactor broken / damaged - internal fault.
C586 | Street light circuit contactor inoperable - operating coil failure.
C585 | Street light circuit contactor noisy - internal fault.
C587 | Street light circuit FI Relay does not operate correctly - internal fault.
C588 | Street light circuit FI Relay does not operate correctly - signal not received.
C589 | Street light circuit FI Relay does not operate correctly - wrong channel / frequency.
C592 | Street light circuit fuse assembly broken / damaged - deterioration.
C590 | Street light circuit fuse assembly broken / damaged - incorrect DIN size.
C591 | Street light circuit fuse assembly broken / damaged - incorrect fuse rating.
C601 | Street light circuit PE cell does not operate correctly - deterioration.
C604 | Street light circuit PE cell does not operate correctly - external light source.
C602 | Street light circuit PE cell does not operate correctly - vandalism / impact.
C603 | Street light circuit PE cell does not operate correctly - vermin.
C605 | Street light circuit time clock does not operate - incorrect time setting.
C606 | Street light circuit time clock does not operate - internal fault.
B080 | Street light glare shield damaged / missing - corrosion.
B078 | Street light glare shield damaged / missing - not securely fitted.
B079 | Street light glare shield damaged / missing - vandalism.
B077 | Street light globe and PE cell bulk replacement - program.
B076 | Street light globe bulk replacement - program.
C565 | Street light luminaire add record in database - add note.
B089 | Street light luminaire broken / damaged - corrosion.
B088 | Street light luminaire broken / damaged - vandalism.
B090 | Street light luminaire broken / damaged - vibration.
C564 | Street light luminaire bulk replacement - customer request.
C563 | Street light luminaire bulk replacement - program.
B084 | Street light cover damaged / missing - corrosion.
B081 | Street light cover damaged / missing - insulation degradation.
B082 | Street light cover damaged / missing - not securely fitted.
B083 | Street light cover damaged / missing - vandalism.
B085 | Street light diffuser damaged / missing - not securely fitted.
B086 | Street light diffuser damaged / missing - UV / heat degradation.
B087 | Street light diffuser damaged / missing - vandalism.
C568 | Street light luminaire incorrect alignment / location - not securely fitted.
C569 | Street light luminaire incorrect alignment / location - vibration.
C574 | Street light luminaire inoperable - blown fuse (unknown cause).
C573 | Street light luminaire inoperable - blown globe.
C571 | Street light luminaire inoperable - flashover / fault current.
C575 | Street light luminaire inoperable - further investigation reqd.
C570 | Street light luminaire inoperable - integral control gear fault.
C572 | Street light luminaire inoperable - PE cell faulty.
C567 | Street light luminaire insufficient data - see task notes.
B091 | Street light lampholder overheated / damaged - loose connection.
C558 | Street light luminaire obstructed - diffuser dirty/insects.
C560 | Street light luminaire obstructed - foreign objects.
C557 | Street light luminaire obstructed - unauthorised construction.
C559 | Street light luminaire obstructed - vegetation.
C561 | Street light luminaire redundant - no longer reqd.
C566 | Street light luminaire remove record from database - add note.
C562 | Street light luminaire unwanted light on private property - glare guard not installed.
B097 | Street light night watch luminaire damaged / inoperable - blown fuse (unknown cause).
B096 | Street light night watch luminaire damaged / inoperable - blown globe.
B094 | Street light night watch luminaire damaged / inoperable - deterioration.
B095 | Street light night watch luminaire damaged / inoperable - vandalism.
B092 | Street light night watch luminaire redundant - no longer reqd.
B093 | Street light night watch luminaire required - new contract.
C634 | Street light outreach bracket not securely fitted - corrosion of bolts / mounting hardware.
C632 | Street light outreach bracket not securely fitted - non compliant installation.
C633 | Street light outreach bracket not securely fitted - timber degradation.
C636 | Street light outreach bracket reduced strength or failure - corrosion.
C635 | Street light outreach bracket reduced strength or failure - mechanical damage.
C639 | Street light outreach bracket voltage detected on bracket - cable insulation deterioration.
C637 | Street light outreach bracket voltage detected on bracket - incorrect polarity.
C638 | Street light outreach bracket voltage detected on bracket - poor connection.
C643 | Street light remote gear cabinet broken / damaged - corrosion.
C640 | Street light remote gear cabinet broken / damaged - lock / latch inoperable.
C641 | Street light remote gear cabinet broken / damaged - loose mounting.
C642 | Street light remote gear cabinet broken / damaged - vandalism.
C578 | Street light vandal guard damaged / missing - corrosion.
C576 | Street light vandal guard damaged / missing - not securely fitted.
C577 | Street light vandal guard damaged / missing - vandalism.
C645 | Street light wiring broken / damaged - high resistance connection.
C644 | Street light wiring broken / damaged - insulation degradation.
C646 | Street light wiring wrong polarity/phasing - non compliant installation.
C506 | Stay / guy redundant - no longer reqd.
C507 | Stay / guy replacement candidate - asset condition.
B345 | Stay installation reqd - new connection.
B347 | Stay installation reqd - pole overloaded / leaning.
B346 | Stay installation reqd - security of supply.
C510 | Stay insulator broken / damaged - insulation degradation.
C509 | Stay insulator broken / damaged - third party impact.
C508 | Stay insulator broken / damaged - lightning.
C513 | Stay insulator electrical breakdown - degradation of timber insulation beam.
C512 | Stay insulator electrical breakdown - lightning.
C511 | Stay insulator missing - not installed.
B601 | Stay replacement reqd - programmed replacement.
B350 | Stay upgrade reqd - fault level constraint.
B348 | Stay upgrade reqd - thermal constraint.
B349 | Stay upgrade reqd - voltage constraint.
C519 | Stay wire broken / damaged - animal damage.
C520 | Stay wire broken / damaged - corrosion.
C515 | Stay wire broken / damaged - lightning.
C516 | Stay wire broken / damaged - deterioration.
C514 | Stay wire broken / damaged - non compliant installation.
C517 | Stay wire broken / damaged - third party impact.
C518 | Stay wire broken / damaged - vandalism.
C521 | Stay wire loose - deadend / grip slippage.
C522 | Stay wire loose - defective preformed splice.
C523 | Stay wire loose - split pole head/eye bolt arrangement.
C526 | Stay wire batten damaged / missing - deterioration.
C525 | Stay wire batten missing - not installed.
C524 | Stay wire batten damaged / missing - third party impact.
C527 | Stay wire batten damaged / missing - vandalism.
C529 | Steel tower foreign objects attached - weather / fauna / vandalism etc.
C528 | Steel tower unauthorised attachments - unauthorised construction.
C531 | Steel tower anti climbing barrier damaged / missing - corrosion.
C530 | Steel tower anti climbing barrier damaged / missing - vandalism.
B214 | Steel tower structural members broken / damaged - third party impact.
B215 | Steel tower structural members broken / damaged - vegetation fallen from outside corridor.
B216 | Steel tower structural members broken / damaged - vegetation fallen from within corridor.
B217 | Steel tower structural members broken / damaged - wind / storm debris (non veg).
C548 | Steel tower climbing bolts reduced strength - corrosion.
C549 | Steel tower footing obstructed - unauthorised construction.
C550 | Steel tower grillage footing deteriorated - corrosion.
C552 | Steel tower structural members missing - corrosion of bolts / mounting hardware.
C551 | Steel tower structural members missing - stolen.
C554 | Steel tower structural members deteriorated - corrosion of bolts / mounting hardware.
C555 | Steel tower structural members deteriorated - corrosion.
C553 | Steel tower structural members reduced strength - loose / missing bolts.
C556 | Steel tower structural members twisted / bent - third party impact.
C624 | Street light column (steel) access cover damaged / missing - incorrectly installed.
C625 | Street light column (steel) access cover damaged / missing - unable to open.
C626 | Street light column (steel) access cover damaged / missing - vandalism / impact.
C615 | Street light column (steel) broken / damaged - corrosion.
C614 | Street light column (steel) deteriorated - direct buried footing failure.
C611 | Street light column (steel) deteriorated - ragbolt footing failure.
C612 | Street light column (steel) deteriorated - screw-anchor footing failure.
C610 | Street light column (steel) broken / damaged - third party impact.
C613 | Street light column (steel) broken / damaged - vehicle impact.
C616 | Street light column (steel) buried / exposed - ground level changes / erosion.
C629 | Street light column (steel) degraded appearance - corrosion.
C630 | Street light column (steel) degraded appearance - graffiti.
C627 | Street light column (steel) degraded appearance - paint deterioration.
C628 | Street light column (steel) degraded appearance - vandalism.
C631 | Street light column (steel) deteriorated - corrosion.
C609 | Street light column (steel) leaning - direct buried footing failure.
C607 | Street light column (steel) leaning - ragbolt footing failure.
C608 | Street light column (steel) leaning - screw-anchor footing failure.
C617 | Street light column (steel) redundant - no longer reqd.
C623 | Street light column (steel) voltage detected on column - cable insulation deterioration.
C618 | Street light column (steel) voltage detected on column - incorrect polarity.
C619 | Street light column (steel) voltage detected on column - loose active connection.
C620 | Street light column (steel) voltage detected on column - poor neutral connection.
C621 | Street light column (steel) voltage detected on column - vegetation.
C622 | Street light column (steel) voltage detected on column - vermin.
B208 | Street light column replacement candidate - pot belly / triangular column.
B354 | Substation (padmount) refurbishment candidate - exposed HV (adequate clearance).
B355 | Substation (padmount) refurbishment candidate - exposed HV (inadequate clearance).
B071 | Substation (pole mounted) refurbishment candidate - previous design standard.
B072 | Substation (pole mounted) replacement candidate - two pole substation.
B400 | Substation bollards damaged / missing - third party impact.
B417 | Substation building broken / damaged - corrosion / deterioration.
B420 | Substation building broken / damaged - fire damage (asset related).
B416 | Substation building broken / damaged - third party impact.
B418 | Substation building broken / damaged - vandalism.
B419 | Substation building broken / damaged - vehicle impact.
B422 | Substation building degraded appearance - graffiti.
B421 | Substation building degraded appearance - paint deterioration.
B423 | Substation building hold down bolts loose - plinth damaged.
B409 | Substation door broken / damaged - corrosion of panels/frame.
B410 | Substation door broken / damaged - corrosion of rivets.
B408 | Substation door broken / damaged - third party impact.
B413 | Substation degraded appearance - graffiti.
B412 | Substation door misaligned - ground movement.
B411 | Substation door misaligned - obstruction / maloperation.
B218 | Substation earth downlead exposed - uninsulated cable.
B414 | Substation emergency / exit lighting inoperable - battery deterioration.
B415 | Substation emergency / exit lighting inoperable - component failure.
B323 | Substation fans inoperable - control failure.
B321 | Substation fans inoperable - motor / fan bearing.
B322 | Substation fans inoperable - thermal switch failure.
B276 | Substation fence broken / damaged - corrosion.
B275 | Substation fence broken / damaged - timber degradation.
B399 | Substation fill required - footing exposed or eroded.
B397 | Substation flooded - blocked drain.
C358 | Substation HV leads / connections broken / damaged - corrosion.
C354 | Substation HV leads / connections broken / damaged - insulation degradation.
C355 | Substation HV leads / connections broken / damaged - loose connection.
C356 | Substation HV leads / connections broken / damaged - overheated.
C357 | Substation HV leads / connections broken / damaged - wildlife.
C359 | Substation HV leads / connections inadequate clearances - cables too long.
C360 | Substation HV leads / connections inadequate clearances - insufficient insulators.
B391 | Substation installation reqd - new connection.
B392 | Substation installation reqd - security of supply.
B424 | Substation lighting inoperable - component failure.
C365 | Substation LV leads / connections broken / damaged - corrosion.
C361 | Substation LV leads / connections broken / damaged - insulation degradation.
C362 | Substation LV leads / connections broken / damaged - loose connection.
C363 | Substation LV leads / connections broken / damaged - overheated.
C364 | Substation LV leads / connections broken / damaged - wildlife.
B425 | Substation plinth / culvert broken / damaged - corrosion / deterioration.
B428 | Substation plinth / culvert fills with water - altered ground level.
B429 | Substation plinth / culvert fills with water - cable penetration not sealed.
B427 | Substation plinth / culvert fills with water - localised flooding.
B426 | Substation plinth / culvert subsided - altered ground level.
B388 | Substation insufficient clearance - unauthorised construction.
B389 | Substation redundant - no longer reqd.
B396 | Substation refurbishment reqd - asset condition.
B393 | Substation refurbishment reqd - thermal constraint.
B394 | Substation refurbishment reqd - voltage constraint.
B398 | Substation relocation reqd - recoverable works.
B395 | Substation replacement reqd - pole replacement.
B307 | Substation roof broken / damaged - deterioration.
B430 | Substation safety barriers broken / damaged - deterioration.
B431 | Substation safety barriers missing - not reinstated / not installed.
B283 | Substation ventilation panel broken / damaged - corrosion.
B280 | Substation ventilation panel broken / damaged - fusible link broken
B281 | Substation ventilation panel broken / damaged - obstructed / dirty.
B282 | Substation ventilation panel broken / damaged - vandalism.
B284 | Substation ventilation panel inoperable - obstructed / dirty.
B390 | Substation vermin infestation - vermin barriers damaged or not installed.
B308 | Substation window broken / damaged - third party impact.
B309 | Substation window broken / damaged - vandalism.
C051 | Switchgear bushing broken / damaged - flashover / fault current.
C050 | Switchgear bushing broken / damaged - third party impact.
C235 | Switchgear cable compartment broken / damaged - cable termination failure.
C236 | Switchgear cable compartment broken / damaged - corrosion.
C237 | Switchgear cable compartment loss of insulation - insects/vermin.
C238 | Switchgear cable compartment loss of insulation - leaking gland / gasket.
C670 | Switchgear frame broken / damaged - corrosion.
C668 | Switchgear frame broken / damaged - mechanical impact/vandalism.
C667 | Switchgear frame broken / damaged - third party impact.
C669 | Switchgear frame broken / damaged - vibration.
C672 | Switchgear frame loose/weakened - corrosion of bolts / mounting hardware.
C671 | Switchgear frame loose/weakened - vibration.
B551 | Switchgear HV transformer fuse fails to operate 3 phases concurrently - fuse installed incorrectly.
B550 | Switchgear HV transformer fuse fails to operate 3 phases concurrently - mechanical interphase link damaged.
B548 | Switchgear HV transformer fuse loss of supply - incorrect fuse rating.
B549 | Switchgear HV transformer fuse unable to raise carrier - stirrup clips not correctly positioned.
B563 | Switchgear interlock mechanism broken / damaged - incorrect operation.
B564 | Switchgear interlock mechanism broken / damaged - loss of lubrication.
B565 | Switchgear interlock mechanism broken / damaged - misaligned.
C114 | Switchgear oil contaminated - defective seal.
C115 | Switchgear oil contaminated - switching/arcing.
C116 | Switchgear oil tank leaking - deteriorated seal.
C117 | Switchgear oil tank leaking - third party impact.
C118 | Switchgear operating handle missing - misplaced.
C119 | Switchgear operating handle missing - unknown.
C120 | Switchgear operating mechanism fails to operate - insufficient operations.
C121 | Switchgear operating mechanism fails to operate - internal fault.
C122 | Switchgear operating mechanism fails to operate - seized / internal failure.
C666 | Switchgear status panel illegible - deterioration.
C665 | Switchgear status panel misaligned - out of calibration.
B100 | Telecommunications asset call out for non EE owned asset - asset damaged.
B293 | Transformer breather silica gel saturated - normal use.
B476 | Transformer broken / damaged - corrosion.
B470 | Transformer broken / damaged - deteriorated seal or valve.
B477 | Transformer broken / damaged - explosion vent diaphram ruptured.
B471 | Transformer broken / damaged - vandalism.
B472 | Transformer broken / damaged - vegetation fallen from outside corridor.
B473 | Transformer broken / damaged - vegetation fallen from within corridor.
B474 | Transformer broken / damaged - vehicle impact.
B475 | Transformer broken / damaged - wind / storm debris (non veg).
B449 | Transformer HV bushing broken / damaged - flashover / fault current.
B450 | Transformer HV bushing broken / damaged - shroud damaged / missing.
B451 | Transformer HV bushing broken / damaged - vandalism.
B452 | Transformer HV bushing broken / damaged - vegetation fallen from outside corridor.
B453 | Transformer HV bushing broken / damaged - vegetation fallen from within corridor.
B454 | Transformer HV bushing broken / damaged - wildlife.
B455 | Transformer HV bushing broken / damaged - wind / storm debris (non veg).
B448 | Transformer HV bushing leaking - cable weight / tension on termination.
B447 | Transformer HV bushing leaking - seal degraded.
B456 | Transformer HV bushing overheated - high resistance connection.
B457 | Transformer HV bushing shorted (externally) - wildlife.
B458 | Transformer HV bushing tracking - surface contamination.
B446 | Transformer inoperable - flashover / fault current.
B445 | Transformer inoperable - internal fault.
B443 | Transformer load / voltage out of balance - add note.
B444 | Transformer load / voltage out of balance - uneven customer phasing.
B461 | Transformer LV bushing broken / damaged - flashover / fault current.
B614 | Transformer LV bushing broken / damaged - shroud damaged / missing.
B462 | Transformer LV bushing broken / damaged - vandalism.
B613 | Transformer LV bushing broken / damaged - vegetation fallen from outside corridor.
B612 | Transformer LV bushing broken / damaged - vegetation fallen from within corridor.
B463 | Transformer LV bushing broken / damaged - wildlife.
B464 | Transformer LV bushing broken / damaged - wind / storm debris (non veg).
B460 | Transformer LV bushing leaking - cable weight / tension on termination.
B459 | Transformer LV bushing leaking - seal degraded.
B465 | Transformer LV bushing shorted (externally) - wildlife.
B270 | Transformer mounting loose - timber degradation.
B271 | Transformer mounting misaligned - support bracket deteriorated.
B615 | Transformer mounting not suitable - platform mounting.
B272 | Transformer mounting unstable - inadequate bracing.
B273 | Transformer mounting unstable - timber degradation.
B274 | Transformer mounting weakened - corrosion of bolts / mounting hardware.
B466 | Transformer leaking - faulty seal.
B467 | Transformer off load tap changer unable to change tap position - seized / broken shaft.
B468 | Transformer off load tap changer voltage out of range - incorrect tap setting.
B469 | Transformer off load tap changer voltage out of range - tap limits exceeded.
B478 | Transformer insufficient clearance - unauthorised construction.
B441 | Transformer redundant - no longer reqd.
B442 | Transformer upgrade reqd - thermal constraint.
B607 | Transformer upgrade reqd - voltage constraint.
C000 | zOther cause (unknown / unlisted) - add note.
B620 | LV tappet link broken / damaged - deterioration of contact surface.
B621 | Pole reinforcement installation reqd - capital program.
B628 | Earthing installation voltage detected - add note.
B629 | Insulator (post) broken / damaged - unknown.
B630 | Insulator (disc) broken / damaged - unknown.
B631 | Insulator (pin) broken / damaged - unknown.
B632 | Insulator (shackle) broken / damaged - unknown.
B633 | Insulator (stand-off) broken / damaged - unknown.
B634 | Insulator (long rod) broken / damaged - unknown.
B635 | ABS Insulator broken / damaged - unknown.
B636 | HV fuse / link insulators broken / damaged - unknown.
B637 | Stay insulator broken / damaged - unknown.
B638 | Cable termination insulator (porcelain) broken / damaged - unknown.
B639 | Conductor armour rods (SCAC) installation reqd - previous design standard.
B640 | Conductor armour rods (SCAC) deteriorated - fatigue.
B641 | Load Break Switch fauna shrouds missing - previous design standard.
B642 | Regulator fauna shrouds missing - previous design standard.
B643 | Recloser fauna shrouds missing - previous design standard.
B644 | Transformer fauna shrouds missing - previous design standard.
B645 | UGOH fauna shrouds missing - previous design standard.
B646 | Load Break Switch fauna shrouds deteriorated - UV degradation.
B647 | Regulator fauna shrouds deteriorated - UV degradation.
B648 | Recloser fauna shrouds deteriorated - UV degradation.
B649 | Transformer fauna shrouds deteriorated - UV degradation.
B650 | UGOH fauna shrouds deteriorated - UV degradation.
B616 | Lock missing - not installed where reqd.
B617 | Private conduit broken / damaged - add note.
B618 | Conduit broken / damaged - impact / deterioration.
B619 | Conduit loose - fittings corroded / broken.
B651 | Disused asset consider removal - add note.
B652 | Earthing installation test incomplete - test noise.
B653 | Crossarm (timber) broken / damaged - badly weathered.
B654 | Crossarm (timber PEC) replacement reqd - capital program.
B655 | Stay wire loose - ground anchor movement.
B656 | Stay wire loose - pole movement.
B657 | Conductor (AAC/AAAC) upgrade - fault level constraint.
B658 | Conductor (HDCu) upgrade - fault level constraint.
B659 | Conductor (ACSR) upgrade - fault level constraint.
B660 | Conductor (CCT) upgrade - fault level constraint.
B661 | Conductor (HV ABC) upgrade - fault level constraint.
B662 | Conductor (LV ABC) upgrade - fault level constraint.
B743 | Conductor (bare LV) insufficient clearance - uneven phase tensions.
B744 | Conductor (HV) insufficient clearance - uneven phase tensions.
B745 | Conductor tie (hand ACSR/SCAC) broken / damaged - non compliant installation.
B746 | Conductor tie (hand HDCu) broken / damaged - non compliant installation.
B747 | Conductor tie (hand SCGZ) broken / damaged - non compliant installation.
B748 | Conductor tie (hand ACSR/SCAC) broken / damaged - pole/conductor impact.
B749 | Conductor tie (hand HDCu) broken / damaged - pole/conductor impact.
B750 | Conductor tie (hand SCGZ) broken / damaged - pole/conductor impact.
B751 | Conductor tie (hand ACSR/SCAC) broken / damaged - corrosion.
B752 | Conductor tie (hand HDCu) broken / damaged - corrosion.
B753 | Conductor tie (hand SCGZ) broken / damaged - corrosion.
B754 | Conductor tie (hand ACSR/SCAC) broken / damaged - fatigue.
B755 | Conductor tie (hand HDCu) broken / damaged - fatigue.
B756 | Conductor tie (hand SCGZ) broken / damaged - fatigue.
B757 | Conductor tie (hand ACSR/SCAC) replacement reqd - conductor retension.
B758 | Conductor tie (hand HDCu) replacement reqd - conductor retension.
B759 | Conductor tie (hand SCGZ) replacement reqd - conductor retension.
B760 | Conductor tie (hand ACSR/SCAC) replacement reqd - conductor augmentation.
B761 | Conductor tie (hand HDCu) replacement reqd - conductor augmentation.
B762 | Conductor tie (hand SCGZ) replacement reqd - conductor augmentation.
B763 | Conductor tie (preformed ACSR/SCAC) broken / damaged - pole/conductor impact.
B764 | Conductor tie (preformed HDCu) broken / damaged - pole/conductor impact.
B765 | Conductor tie (preformed SCGZ) broken / damaged - pole/conductor impact.
B766 | Conductor tie (preformed ACSR/SCAC) broken / damaged - corrosion.
B767 | Conductor tie (preformed HDCu) broken / damaged - corrosion.
B768 | Conductor tie (preformed SCGZ) broken / damaged - corrosion.
B769 | Conductor tie (preformed ACSR/SCAC) broken / damaged - fatigue.
B770 | Conductor tie (preformed HDCu) broken / damaged - fatigue.
B771 | Conductor tie (preformed SCGZ) broken / damaged - fatigue.
B772 | Conductor tie (preformed ACSR/SCAC) broken / damaged - non compliant installation.
B773 | Conductor tie (preformed HDCu) broken / damaged - non compliant installation.
B774 | Conductor tie (preformed SCGZ) broken / damaged - non compliant installation.
B663 | Regulator fauna shrouds dislodged - loose fitting.
B664 | Transformer fauna shrouds dislodged - loose fitting.
B665 | Load Break Switch fauna shrouds dislodged - loose fitting.
B666 | Recloser fauna shrouds dislodged - loose fitting.
B667 | UGOH fauna shrouds dislodged - loose fitting.
B668 | Pole cap missing - previous design standard.
B669 | Pole condemned - autopsy reqd.
B670 | Pole (timber) deteriorated above grd ( 0 - 1.8m) - fungal decay (other type).
B673 | Pole (timber) deteriorated below grd ( 0 - 0.4m) - termites (coptotermes).
B674 | Pole (timber) deteriorated below grd ( 0 - 0.4m) - termites (nasutitermes).
B675 | Pole (timber) deteriorated below grd ( 0 - 0.4m) - termites (other type).
B676 | Pole (timber) deteriorated above grd ( 0 - 1.8m) - fungal decay (white rot).
B677 | Pole (timber) deteriorated above grd ( 0 - 1.8m) - termites (coptotermes).
B678 | Pole (timber) deteriorated above grd ( 0 - 1.8m) - termites (nasutitermes).
B679 | Pole (timber) deteriorated above grd ( 0 - 1.8m) - fungal decay (brown rot).
B681 | Pole (timber) deteriorated below grd ( 0 - 0.4m) - fungal decay (brown rot).
B682 | Pole (timber) deteriorated below grd ( 0 - 0.4m) - fungal decay (external soft rot).
B683 | Pole (timber) deteriorated above grd ( 0 - 1.8m) - termites (other type).
B684 | Pole (timber) deteriorated below grd ( 0 - 0.4m) - fungal decay (other type).
B685 | Pole (timber) deteriorated below grd ( 0 - 0.4m) - fungal decay (white rot).
B688 | Pole (timber) deteriorated above grd (> 1.8m) - termites (coptotermes).
B689 | Pole (timber) deteriorated above grd (> 1.8m) - termites (nasutitermes).
B690 | Pole (timber) deteriorated above grd (> 1.8m) - termites (other type).
B691 | Pole (timber) deteriorated above grd (> 1.8m) - fungal decay (brown rot).
B695 | Cable termination (heat shrink) broken / damaged - cable growth / shrinkage.
B696 | Cable termination (cold applied) broken / damaged - cable growth / shrinkage.
B697 | Meter box voltage detected - insulation degradation.
B698 | Recloser control cabinet below minimum height - unknown.
B699 | Sign (other) missing - add note.
B700 | Sign (other) broken / damaged - add note.
B701 | Sign illegible - add note.
B702 | Load control relay (FI) inoperable - internal fault.
B703 | Load control relay (FI) upgrade - capital program.
B704 | Crossarm (timber) anti-split bolts reqd - cracking / splitting.
B705 | Crossarm fittings loose - loose / missing bolts.
B706 | Crossarm fittings deteriorated - corrosion.
B707 | Asset inspection obstructed - concrete around pole.
B708 | Street light control point redundant - upgraded to individual PE control.
B709 | Street light control wire redundant - upgraded to individual PE control.
B710 | Street light control wire connect to LV mains - upgraded to individual PE control.
B711 | Connection (ampact/wedge) overheated / damaged - loose connection.
B712 | Connection (ampact/wedge) overheated / damaged - corrosion / deterioration.
B713 | Pole (steel reticulation) corrosion risk - copper pole butt earth.
B714 | Regulator inadequate rating - thermal constraint.
B715 | Regulator inadequate rating - voltage constraint.
B716 | Transformer inadequate rating - voltage constraint.
B717 | Transformer inadequate rating - thermal constraint.
B718 | Regulator redundant - no longer reqd.
B719 | Earth grid deteriorated - corrosion.
B720 | Earth grid broken / damaged - third party impact.
B721 | Earth grid missing - vandalism.
B722 | Sign (trackable equipment no.) missing - not installed where reqd.
B723 | Sign (trackable equipment no.) illegible - deterioration.
B724 | Transformer leaking - corrosion.
B725 | Asset photo required - data verification.
B726 | Crossarm (timber) insulator pins leaning - timber degradation.
B727 | Insulator (pin) leaning - loose mounting.
B728 | Earth conductor insulation missing - previous design standard.
B729 | Earth conductor insulation damaged / degraded - impact.
B730 | Earth conductor insulation damaged / degraded - abrasion.
B731 | Earth conductor insulation damaged / degraded - deterioration.
B733 | Stay wire batten damaged / missing - animal damage.
B734 | LV service fuse (meter box) overheated - loose / corroded connection.
B735 | LV service fuse (meter box) broken / damaged - insulation degradation.
B736 | LV service clamp (POA) broken / damaged - installation error.
B737 | LV service clamp (mains) broken / damaged - installation error.
B738 | LV service connection (mains) broken / damaged - installation error.
B739 | LV service connection (POA) broken / damaged - installation error.
B740 | Conductor (OH LV service) broken / damaged - installation error.
B741 | Conductor (OH LV service) insufficient clearance - installation error.
B742 | Cable termination (HV cast pothead) replacement candidate - technology end of life.
B692 | Pole (timber) deteriorated above grd (> 1.8m) - fungal decay (white rot).
B693 | Pole (timber) deteriorated above grd (> 1.8m) - fungal decay (other type).
B775 | Cable termination (LV cast pothead) broken / damaged - lightning.
B776 | Substation HV leads / connections uninsulated - previous design standard.
B777 | Street light wiring insufficient length - street light replacement.
B778 | Street light fuse broken / damaged - overheated.
B779 | Switchgear redundant - no longer reqd.
B780 | Pole (timber) sapwood removal at ground line - fungal decay (external soft rot).
B781 | Earthing installation excessive current detected - add note.
B782 | Stay wire thimble dislodged - unknown.
B783 | HV fuse replacement candidate - technology end of life.
B784 | Pole relocation reqd - add note.
B785 | Conductor temporary markers not compliant - consider permanent marker.
B786 | Conductor temporary markers damaged / degraded - consider permanent marker.
B787 | Connection (live line loop) missing - not installed where reqd.
B788 | Connection (live line loop) overheated - loose fitting.
B789 | Connection (live line loop) deteriorated - corrosion.
B790 | Connection (live line loop) audible noise - incorrect size / loose clamp.
B791 | Substation (pole mounted) photo reqd - refurbishment candidate.
B792 | Substation (pole mounted) replacement reqd - 2 pole substation.
B793 | Regulator replacement reqd - asset condition.
B794 | HV fuse / link obstructed - foreign objects.
B795 | LV fuse / link obstructed - foreign objects.
B796 | Insulator insufficient strength / size - additional clearance reqd.
B801 | Private asset investigation required - unknown owner.
B802 | Switchboard (private pole) photo reqd - assessment of delineation point.
B803 | Pole (timber) broken / damaged - fire damage CCA pole (asset related).
B804 | Pole (timber) broken / damaged - fire damage CCA pole (bushfire/burning off).
B805 | Pole (timber) reduced strength - fire damage CCA pole (asset related).
B806 | Pole (timber) reduced strength - fire damage CCA pole (bushfire/burning off).
B807 | Cable termination (subtransmission) replacement candidate - data verification.
B808 | Street light luminaire always on - investigation reqd.
B809 | Substation (pole mounted) replacement reqd - previous design standard.
B810 | Private asset foreign objects attached - weather / fauna / vandalism etc.
B811 | Substation (pole mounted) foreign objects attached - weather / fauna / vandalism etc.
B812 | ABS foreign objects attached - weather / fauna / vandalism etc.
B813 | Load break switch foreign objects attached - weather / fauna / vandalism etc.
B814 | Cable (CONSAC) loose mounting - deterioration.
B815 | Cable (paper insulated) loose mounting - deterioration.
B816 | Cable (XLPE/PVC) loose mounting - deterioration.
B817 | Street light column (pot belly) deteriorated - corrosion.
B818 | Street light column (pot belly) access cover damaged / missing - unable to open.
B819 | Street light column (pot belly) access cover damaged / missing - vandalism / impact.
B820 | Street light column (pot belly) degraded appearance - vandalism.
B821 | Street light column (triangular) access cover damaged / missing - unable to open.
B822 | Street light column (triangular) access cover damaged / missing - vandalism / impact.
B823 | Street light column (triangular) degraded appearance - vandalism.
B824 | Street light column (triangular) deteriorated - corrosion.
B825 | Street light column (triangular) exposed wiring - pot belly / triangular column.
B826 | Private earth broken / damaged - add note.
B827 | Private stay broken / damaged - add note.
B828 | Private pillar broken / damaged - add note.
B829 | Private pit broken / damaged - add note.
B830 | Road / track unable to locate - add note.
B831 | Earthing installation test incomplete - further investigation reqd.
B832 | Earthing installation test incomplete - earth conductor inaccessible.
B833 | Earthing installation test incomplete - incompatible test equipment.
B834 | Earthing installation test incomplete - test equipment not available.
B835 | HV fuse / link open circuit - unknown.
B836 | Pole relocation reqd - inaccessible.
B837 | Pole foundation bitumen paving reqd - access reqd for inspection.
B838 | Cable guard damaged / missing - not securely fitted.
B839 | Street light outreach bracket incorrect alignment / location - incorrectly installed.
B840 | Conductor (CCT) broken / damaged - unknown.
B841 | Conductor (SCGZ/SCAC) broken / damaged - unknown.
B842 | Conductor (ACSR) broken / damaged - unknown.
B843 | Conductor (HDCu) broken / damaged - unknown.
B844 | Conductor (AAC/AAAC) broken / damaged - unknown.
B845 | Catenary broken / damaged - unknown.
B846 | Conductor (HV ABC) broken / damaged - unknown.
B847 | Conductor (LV ABC) broken / damaged - unknown.
B848 | Conductor (OH LV service) excessive tension - pole movement.
B849 | LV Service J hook loose - not securely fitted.
B850 | LV service clamp (POA) steel deadend fitted - previous design standard.
B851 | Stay barrier broken / damaged - bushfire.
B852 | Stay replacement reqd - temporary installation.
B853 | Pole allocated to incorrect MA - add note.
B854 | Insulator (pin) porcelain on steel crossarm - previous design standard.
B859 | Street light luminaire flickering - further investigation reqd.
B855 | Street light luminaire broken / damaged - further investigation reqd.
B856 | Street light wiring exposed wiring - further investigation reqd.
B857 | Street light column (steel) broken / damaged - further investigation reqd.
B858 | Street light column (steel) degraded appearance - further investigation reqd.
HVPD | HV Switchgear-Programmed Refurbishment- High PD Activity
HVTA | HV Switchgear-Programmed Refurbishment- High Thermal Activity
HVCO | HV Switchgear-Programmed Refurbishment- Corrosion
HVDT | HV Switchgear-Programmed Refurbishment- Deteriorated
B860 | Earth wire downlead / fittings incorrect size - previous design standard.
B861 | HV fuse open circuit - flashover / fault current.
B862 | Insulator insufficient strength / size - incorrectly installed.
B863 | Pole fauna guard broken / damaged - corrosion / deterioration.
B864 | Disused hardware redundant - add note.
B865 | Asset data update reqd - add note.
B866 | Cable termination (compound filled) leaking - seal degraded.
B867 | HV lightning arrestor relocation reqd - installed in cubicle.
B868 | Lock inadequate security - previous design standard.
B869 | Pillar refurbishment candidate - contains asbestos.
B870 | Substation further inspection required - add note.
B871 | Transformer further inspection required - add note.
B872 | Switchgear further inspection required - add note.
B879 | Line fault indicator comms failure - end of life.
B878 | Line fault indicator battery failure - end of life.
SPBU | Seals have perished or become unglued.
MIUV | Moisture Ingress/UV damage causing controller to fail.
IEFA | Internal electronic failure.
ELFA | Electrical failure.
MEFA | Mechanical failure.
CODH | Cracked or damaged housing.
DFPK | Damaged filter packs.
DALE | Damaged/leaking.
OIWO | Evidence of oil identified at water output.
BGNP | Bag is damaged and no longer performing its function.
CBDC | Cracked, brittle or damaged container no longer capable of holding liquid.
LSTF | Large storage tank full of oil.
OEOG | Malfunction with unit causing oil to be evident on the ground near the output point of the oil water separator.
B880 | Switchgear end of life - previous design standard
B874 | Pillar installation reqd - new connection
B875 | Pillar installation reqd - security of supply
B876 | Pit installation reqd - new connection
B877 | Pit installation reqd - security of supply
B881 | Pole replacement candidate - investigation reqd.
C962 | Risk site investigation required - add note.
C946 | Operational Equipment insufficient clearance - new installation
C919 | Conductor (HV) insufficient clearance - thermal upgrade
B882 | Earthing installation (HV) high resistance - high earth loop resistance.
B883 | Earthing installation (LV) high resistance - high earth loop resistance.
B884 | Asset photo further inspection required - salt environment.
B885 | Private asset unsafe - poor condition.
B886 | Private asset safe - compliant condition.
B887 | Private asset broken / damaged - add note.
B889 | Private asset insufficient clearance - add note.
ISNR | Inspection Strategy - Non-Routine
D100 | Revisit
D011 | Night Audit
D012 | Quality Audit
B890 | Earthing installation (LV) High resistance (MEN) - Single earthing system
B891 | Earthing installation High resistance (MEN) - Combined earthing system
D003 | Street light luminaire revisit reqd - installation error.
D004 | Street light globe revisit reqd - installation error.
D005 | Street light globe and PE cell revisit reqd - installation error.
D008 | Steel tower footing interface damaged / degraded - corrosion.
D009 | Steel tower footing corrosion risk - Buried
D010 | Steel tower anti climbing barrier missing - not installed.
D013 | Steel tower footing unstable - landslide / erosion.
D014 | Inspection Strategy - Routine
D006 | Non network asset further inspection required - add note.
D007 | Non network asset investigation required - add note.
D001 | Street light luminaire inoperable - 3 or more Cat V - thermal constraints.
D002 | Street light luminaire inoperable - pedestrian crossing - thermal constraints.
D015 | Non network asset further inspection required - non compliant construction.
D016 | Non network asset defective - add note.